## cover page
Extended Data
Delayed fossil fuel phase-out pits climate tipping points against nuclear accidents
Ruipu Yang1, Yi Shi1, Rong Wang1,2,3*, Philippe Ciais4,5, James Clark1,6, Josep Peñuelas7,8, Jordi Sardans7,8, Harry Saunders9, Katsumasa Tanaka4,10, Gernot Wagner11
1Shanghai Key Laboratory of Atmospheric Particle Pollution and Prevention (LAP3), Department of Environmental Science and Engineering, Fudan University, Shanghai 200438, China.
2IRDR International Center of Excellence on Risk Interconnectivity and Governance on Weather/Climate Extremes Impact and Public Health, Fudan University, Shanghai 200438, China.
3Department of Atmospheric and Oceanic Sciences, Institute of Atmospheric Sciences, Fudan University, Shanghai 200438, China.
4LSCE, CEA CNRS UVSQ, Gif-sur-Yvette 91190, France.
5Climate and Atmosphere Research Center (CARE-C) The Cyprus Institute 20 Konstantinou Kavafi Street, 2121, Nicosia, Cyprus.
6Green Chemistry Centre of Excellence, University of York, York YO105DD, UK.
7CSIC, Global Ecology Unit CREAF-CSIC-UAB, 08193 Bellaterra, Catalonia, Spain.
8CREAF, 08193 Cerdanyola del Vallès, Catalonia, Spain.
9Department of Global Ecology, Carnegie Institution for Science, Stanford, California 94305, USA.
10National Institute for Environmental Studies (NIES), Tsukuba 3004352, Japan.
11Columbia Business School, New York, NY 10027, USA.
*Correspondence to rongwang@fudan.edu.cn.

## accident_list
Country | Country ID | Powerplant | pp ID | date | date(num) | Fatalities | Cost (millions 2013US$) | INES | NAMS | Details | resource | INES | number of accident | log10(number of accident)
Soviet Union | 165 | #N/A | -999 | 1957/9/29 | 21092 | 103 | 1733.4 | 6 | 7.3 | Heat exchangers failed at nitrate storage tank at the Mayak Scientific-Production Association spent fuel rod storage facility and caused a massive chemical explosion. | https://onlinelibrary.wiley.com/doi/full/10.1111/risa.12587 | 1 | 160 | 2.2041
Ukraine | 209 | #N/A | -999 | 1982/9/9 | 30203 | 0 | 1100 | 5 | -999 | Partial core melt fuel assembly channel 62-44 destroyed, irradiation of staff involved in repairing the core | https://onlinelibrary.wiley.com/doi/full/10.1111/risa.12587 | 2 | 142 | 2.1523
Ukraine | 209 | #N/A | -999 | 1986/4/26 | 31528 | 4056 | 259336 | 7 | 8 | Mishandled reactor safety test at Chernobyl nuclear reactor caused steam explosion and meltdown and required massive evacuation. | https://onlinelibrary.wiley.com/doi/full/10.1111/risa.12587 | 3 | 29 | 1.4624
USSR | 165 | #N/A | -999 | 1977/1/1 | 28126 | 0 | 3500 | 5 | -999 | Unit 2 suffers a half core meltdown, repairs take more than a year | https://onlinelibrary.wiley.com/doi/full/10.1111/risa.12587 | 4 | 26 | 1.415
Argentina | 9 | #N/A | -999 | 1985/6/14 | 31212 | 0 | 11.2 | -999 | -999 | Excessive local power in the core caused 46 fuel rods to fail, releasing fuel pellets into the reactor coolant system | https://onlinelibrary.wiley.com/doi/full/10.1111/risa.12587 | 5 | 8 | 0.90309
Argentina | 9 | #N/A | -999 | 1983/9/23 | 30582 | 1 | 74.9 | 4 | -999 | Operator error during fuel plate reconfiguration caused meltdown in an experimental test reactor. | https://www.sciencedirect.com/science/article/pii/S0301421508000529#tbl2 | 6 | 1 | 0
Argentina | 9 | EMBALSE | 698 | 1995/12/18 | 35051 | 0 | -999 | 2 | -999 | PRESSURE TUBE FAILURE AND SMALL LOCA IN EMBALSE NPP AFTER GARTER SPRING INSPECTION AND RELOCATION | https://www.laka.org/english.html | 7 | 2 | 0.30103
Argentina | 9 | EMBALSE | 698 | 1996/6/30 | 35246 | 0 | -999 | 0 | -999 | Slight contamination of potable water due to damage in an auxiliary heat exchanger of the main condenser circuit | https://www.laka.org/english.html
Argentina | 9 | EMBALSE | 698 | 2000/1/31 | 36556 | 0 | -999 | 1 | -999 | Loss of power of a 220 VAC safety bus bar | https://www.laka.org/english.html
Argentina | 9 | EMBALSE | 698 | 2003/7/1 | 37803 | 0 | -999 | 1 | -999 | Radiological incident occurred in the fuel element auxiliary pool, involving Co-60 withdrawn from an adjuster unit | https://www.laka.org/english.html
Argentina | 9 | ATUCHA-1 | 695 | 2005/9/1 | 38596 | 0 | -999 | 2 | -999 | Worker overexposure during maintenance | https://www.laka.org/english.html
Argentina | 9 | EMBALSE | 698 | 2006/12/15 | 39066 | 0 | -999 | -999 | -999 | Manual Shutdown at Embalse N.P.P | https://www.laka.org/english.html
Argentina | 9 | ATUCHA-1 | 695 | 2006/12/17 | 39068 | 0 | -999 | 0 | -999 | Shutdown due to Tritium increase in reactor room | https://www.laka.org/english.html
Argentina | 9 | EMBALSE | 698 | 2007/2/16 | 39129 | 0 | -999 | 0 | -999 | Steam Generator tube leakage at Embalse NPP | https://www.laka.org/english.html
Argentina | 9 | ATUCHA-1 | 695 | 2007/3/16 | 39157 | 0 | -999 | 0 | -999 | Steam Generator tube leakage at Atucha N.P.P | https://www.laka.org/english.html
Argentina | 9 | ATUCHA-1 | 695 | 2007/12/15 | 39431 | 0 | -999 | 0 | -999 | TURBINE TRIP AND MANUAL SCRAM DURING NORMALIZATION OF A HEAT EXCHANGER OF THE MAIN OUTPUT TRANSFORMER | https://www.laka.org/english.html
Armenia | 10 | ARMENIA-2 | -999 | 1997/2/4 | 35465 | 0 | -999 | 0 | -999 | Reactor trip due to short circuit on control and protection system of generator | https://www.laka.org/english.html
Armenia | 10 | ARMENIA-2 | -999 | 1998/6/4 | 35950 | 0 | -999 | 2 | -999 | Reactor discharge due to deterioration of quality of water in the secondary circuit (power reduction) | https://www.laka.org/english.html
Armenia | 10 | ARMENIA-2 | -999 | 1998/7/13 | 35989 | 0 | -999 | 2 | -999 | Failure of safety system train during routine testing | https://www.laka.org/english.html
Belgium | 20 | DOEL-3 | 684 | 1992/9/1 | 33848 | 0 | -999 | 2 | -999 | DOEL-3 | https://www.laka.org/english.html
Belgium | 20 | TIHANGE-1 | 686 | 1993/2/9 | 34009 | 0 | -999 | 0 | -999 | FIRE IN A NON-SAFETY RELATED CABINET IN THE CONTROLLED AREA | https://www.laka.org/english.html
Belgium | 20 | TIHANGE-1 | 686 | 2001/5/15 | 37026 | 0 | -999 | 0 | -999 | Fan belt catching fire in the auxiliary building without consequences | https://www.laka.org/english.html
Belgium | 20 | TIHANGE-2 | 687 | 2002/11/22 | 37582 | 0 | -999 | 2 | -999 | On November 22, 2002, an incident occurred in Block 2 (INES 2). The reactor was shut down at this time and no longer critical. However it remained necessary for decay heat to be removed from the reactor by circulating coolant. The November 22 incident involved accidental opening of a pressure relief valve. This caused the high pressure primary coolant circuit to rapidly depressurize, therefore reducing the ability of the circuit to remove heat from the reactor (the high pressure prevents the coolant - water - from boiling), leading to possible reactor overheating and eventual meltdown. The pressure relief valve was closed again after three minutes. | https://onlinelibrary.wiley.com/doi/full/10.1111/risa.12587
Belgium | 20 | TIHANGE-2 | 687 | 2005/7/4 | 38537 | 0 | -999 | 2 | -999 | Inadequate protection relays and related setpoints | https://www.laka.org/english.html
Belgium | 20 | DOEL-1 | 682 | 2006/10/5 | 38995 | 0 | -999 | 2 | -999 | Unavailabilty of containment cooling fans | https://www.laka.org/english.html
Belgium | 20 | #N/A | -999 | 2008/8/27 | 39687 | 0 | -999 | 1 | -999 | Maintenance operations revealed last Thursday that a fan for the management of air between | https://onlinelibrary.wiley.com/doi/full/10.1111/risa.12587
Belgium | 20 | DOEL-4 | 685 | 2011/3/18 | 40620 | 0 | -999 | 2 | -999 | Inadequate setting of the auxiliary feedwater turbopump | https://www.laka.org/english.html
Brazil | 28 | ANGRA-1 | 678 | 1991/3/19 | 33316 | 0 | -999 | 1 | -999 | LEAKAGE IN THE GASEOUS WASTE PROCESSING SYSTEM (GWPS) | https://www.laka.org/english.html
Brazil | 28 | ANGRA-1 | 678 | 1991/7/5 | 33424 | 0 | -999 | -999 | -999 | FIRE IN GAS STORAGE | https://www.laka.org/english.html
Brazil | 28 | ANGRA-1 | 678 | 1992/2/7 | 33641 | 0 | -999 | 2 | -999 | TEMPORARY COMPLETE LOSS OF RESIDUAL HEAT REMOVAL | https://www.laka.org/english.html
Brazil | 28 | ANGRA-1 | 678 | 1992/3/5 | 33668 | 0 | -999 | 1 | -999 | COOLANT RADIOACTIVITY EXCEEDING OPERATING LIMITS DUE TO FUEL ROD FAILURE | https://www.laka.org/english.html
Bulgaria | 32 | KOZLODUY-2 | 673 | 1991/2/5 | 33274 | 0 | -999 | 1 | -999 | PRESSURIZER DISCHARGE TANK MEMBRANE RUPTURE | https://www.laka.org/english.html
Bulgaria | 32 | KOZLODUY-5 | 676 | 1991/5/11 | 33369 | 0 | -999 | 1 | -999 | UNPLANNED EXPOSURE OF PERSONNEL DURING REFUELLING | https://www.laka.org/english.html
Bulgaria | 32 | KOZLODUY-1 | 672 | 1991/7/15 | 33434 | 0 | -999 | 1 | -999 | #N/A | https://www.laka.org/english.html
Bulgaria | 32 | KOZLODUY-1 | 672 | 1991/8/6 | 33456 | 0 | -999 | 1 | -999 | #N/A | https://www.laka.org/english.html
Bulgaria | 32 | KOZLODUY-4 | 675 | 1991/9/14 | 33495 | 0 | -999 | 1 | -999 | #N/A | https://www.laka.org/english.html
Bulgaria | 32 | KOZLODUY-5 | 676 | 1992/1/5 | 33608 | 0 | -999 | 0 | -999 | NO IMPACT TO SAFETY AFTER IGNITION OF THERMAL INSULATION OF A PIPE IN THE PRIMARY COOLANT SYSTEM | https://www.laka.org/english.html
Bulgaria | 32 | KOZLODUY-3 | 674 | 1992/1/29 | 33632 | 0 | -999 | 0 | -999 | NO IMPACT ON SAFETY FOLLOWING A FIRE IN THE AUXILIARY BUILING OF UNITS 3 AND 4 | https://www.laka.org/english.html
Bulgaria | 32 | KOZLODUY-1 | 672 | 1992/6/10 | 33765 | 0 | -999 | 1 | -999 | CONTAMINATED PARTICLES DISCOVERED ON-SITE | https://www.laka.org/english.html
Bulgaria | 32 | KOZLODUY-5 | 676 | 1992/9/22 | 33869 | 0 | -999 | 1 | -999 | KOZLODUY-5 | https://www.laka.org/english.html
Bulgaria | 32 | KOZLODUY-2 | 673 | 1993/1/2 | 33971 | 0 | -999 | 1 | -999 | SMALL STEAM LEAK FROM THE MAIN FLANGE OF THE PRIMARY COOLANT PUMP NO. 4 | https://www.laka.org/english.html
Bulgaria | 32 | KOZLODUY-1 | 672 | 1994/5/15 | 34469 | 0 | -999 | 1 | -999 | DETERIORATION OF NATURAL CIRCULATION DURING REPAIR WORKS AT UNIT NO. 1 | https://www.laka.org/english.html
Bulgaria | 32 | KOZLODUY-3 | 674 | 1996/5/15 | 35200 | 0 | -999 | 1 | -999 | Small leak of radioactive water from auxiliary building no. 2 | https://www.laka.org/english.html
Bulgaria | 32 | KOZLODUY-5 | 676 | 1996/5/16 | 35201 | 0 | -999 | 1 | -999 | Disturbance of forced reactor coolant circulation in cold shutdown condition | https://www.laka.org/english.html
Bulgaria | 32 | KOZLODUY-6 | 677 | 1996/11/11 | 35380 | 0 | -999 | 0 | -999 | Small leak in one steam generator | https://www.laka.org/english.html
Bulgaria | 32 | KOZLODUY-1 | 672 | 1998/5/19 | 35934 | 0 | -999 | 2 | -999 | SG blow down pipe rupture at Kozloduy NPP unit 1 during refuelling outage | https://www.laka.org/english.html
Bulgaria | 32 | KOZLODUY-3 | 674 | 2000/8/27 | 36765 | 0 | -999 | 1 | -999 | Increase in the gamma background in front of the reactor building of unit 3 | https://www.laka.org/english.html
Bulgaria | 32 | KOZLODUY-3 | 674 | 2003/1/20 | 37641 | 0 | -999 | 1 | -999 | Reactor Protection Actuation and safety injection | https://www.laka.org/english.html
Bulgaria | 32 | #N/A | -999 | 2005/5/1 | 38473 | 0 | -999 | 2 | -999 | Kozloduy-5 (Bulgaria) (see 9.2.3.2) In the process of power reduction at the Russian designed pressurized water reactor (WWER) the operators identified that three control rod assemblies remained in the upper end position. The follow-up movement tests of the remaining control rod assemblies identified that 22 out of 61 could not be moved with the driving mechanisms. The exact number of control rod assemblies unable to scram (to drop due to the gravity only) remains unknown but it is thought to be between 22 and 55. The WWER-1000 scram system is designed to put the reactor in safe shutdown if one control rod assembly at the most is jammed in the upper position. The operator had originally rated the incident INES level 0, but the safety authorities finally admitted to a level 2 rating. | https://onlinelibrary.wiley.com/doi/full/10.1111/risa.12587
Bulgaria | 32 | KOZLODUY-5 | 676 | 2006/3/1 | 38777 | 0 | -999 | 2 | -999 | Inoperability of 22 out of 61 control rods at Kozloduy NPP unit 5 | https://www.laka.org/english.html
Canada | 37 | #N/A | -999 | 1958/5/24 | 21329 | 0 | 77 | 5 | -999 | Fuel rod caught fire and contaminated half of facility. | https://www.sciencedirect.com/science/article/pii/S0301421508000529#tbl2
Canada | 37 | #N/A | -999 | 1988/3/25 | 32227 | 0 | 5.5 | -999 | -999 | Fuel rod failures caused reactor power to be limited to 50 percent for the remaining six months of the fuel cycle.On November 22, 1988, an operator error damaged 36 fuel bundles. The cooling system was contaminated by radioactive iodine that was vented into the environment over several weeks following the accident. | https://onlinelibrary.wiley.com/doi/full/10.1111/risa.12587
Canada | 37 | #N/A | -999 | 1988/11/22 | 32469 | 0 | 6.6 | -999 | -999 | Xenon buildup causes damage to 191 fuel rods | https://onlinelibrary.wiley.com/doi/full/10.1111/risa.12587
Canada | 37 | BRUCE-4 | 650 | 1990/1/23 | 32896 | 0 | -999 | 2 | -999 | REACTOR COOLANT LEAK DURING ON POWER REFUELLING DUE TO FUELLLING MACHINE DROP | https://www.laka.org/english.html
Canada | 37 | #N/A | -999 | 1990/9/25 | 33141 | 0 | -999 | -999 | -999 | Pickering reactor 2 experienced large power shifts in the reactor core. Staff spent two days trying to stabilize it before shutting it down. The AECB later criticized the utility for not shutting down immediately. | https://onlinelibrary.wiley.com/doi/full/10.1111/risa.12587
Canada | 37 | POINT LEPREAU | 670 | 1991/5/31 | 33389 | 0 | -999 | 2 | -999 | INCORRECT CALIBRATION OF SHUTDOWN SYSTEM AND TWO REGIONAL OVERPOWER DETECTORS | https://www.laka.org/english.html
Canada | 37 | GENTILLY-2 | 661 | 1991/9/19 | 33500 | 0 | -999 | 1 | -999 | #N/A | https://www.laka.org/english.html
Canada | 37 | BRUCE-1 | 647 | 1992/3/5 | 33668 | 0 | -999 | 1 | -999 | UNITS DERATED TO 60% REACTOR POWER DUE TO SAFETY ANALYSIS CONCERNS | https://www.laka.org/english.html
Canada | 37 | #N/A | -999 | 1992/8/2 | 33818 | 0 | -999 | -999 | -999 | Pickering reactor 4 had a heavy water leak from a heat exchanger that resulted in a release of 50 trillion becquerels of tritium into Lake Ontario | https://onlinelibrary.wiley.com/doi/full/10.1111/risa.12587
Canada | 37 | DARLINGTON-2 | 656 | 1993/2/15 | 34015 | 0 | -999 | 0 | -999 | UNIT SHUTDOWN DUE TO HEAVY WATER LEAK AT A FUELLING MACHINE | https://www.laka.org/english.html
Canada | 37 | PICKERING-2 | 663 | 1994/12/10 | 34678 | 0 | -999 | 2 | -999 | SMALL LOCA DUE TO REACTOR COOLANT RELIEF VALVE FAILURE | https://www.laka.org/english.html
Canada | 37 | BRUCE-5 | 651 | 1995/5/14 | 34833 | 0 | -999 | 1 | -999 | SPURIOUS OPENING OF REACTOR COOLANT LIQUID RELIEF VALVE | https://www.laka.org/english.html
Canada | 37 | GENTILLY-2 | 661 | 1995/9/4 | 34946 | 0 | -999 | 2 | -999 | PRESSURIZER DRAIN VALVE FAILURE CAUSING HEAT TRANSPORT SYSTEM LEAKS AND FORCED OUTAGE | https://www.laka.org/english.html
Canada | 37 | PICKERING-1 | 662 | 1996/4/19 | 35174 | 0 | -999 | 1 | -999 | ECI impairment due to check valve failure resulting in forced outage of Pickering station | https://www.laka.org/english.html
Canada | 37 | POINT LEPREAU | 670 | 1996/5/24 | 35209 | 0 | -999 | 1 | -999 | Failure to replace horizontal flux detector shielding after maintenance | https://www.laka.org/english.html
Canada | 37 | POINT LEPREAU | 670 | 1996/10/4 | 35342 | 0 | -999 | 2 | -999 | Emergency water/reheater drains distribution header damage inside the steam generators | https://www.laka.org/english.html
Canada | 37 | POINT LEPREAU | 670 | 1997/1/17 | 35447 | 0 | -999 | 1 | -999 | Primary heat transport system leakage from coolant channel outlet feeder | https://www.laka.org/english.html
Canada | 37 | DARLINGTON-3 | 657 | 2001/11/11 | 37206 | 0 | -999 | 0 | -999 | Heat Transport Steam Bleed Valve Failed Open Causing Unit Trip | https://www.laka.org/english.html
Canada | 37 | BRUCE-6 | 652 | 2002/6/11 | 37418 | 0 | -999 | 0 | -999 | Empty Pressure Tube Damaged During Routine Maintenance | https://www.laka.org/english.html
Canada | 37 | BRUCE-7 | 653 | 2002/12/24 | 37614 | 0 | -999 | 1 | -999 | Start-up Instrumentation Impairment | https://www.laka.org/english.html
Canada | 37 | Pickering A - B NGS | -999 | 2003/8/14 | 37847 | 0 | -999 | 2 | -999 | Total Impairment of the High Pressure Emergency Core Injection System Affecting Five (5) Reactor Units at Pickering NGS | https://www.laka.org/english.html
China | 43 | QINSHAN 1 | 620 | 1994/2/2 | 34367 | 0 | -999 | 0 | -999 | REACOR SCRAM AND TURBINE TRIP BY RCP BUS LOW VOLTAGE | https://www.laka.org/english.html
China | 43 | GUANGDONG-1 | -999 | 1994/5/25 | 34479 | 0 | -999 | 0 | -999 | REACTOR SCRAM BY ATWT SIGNAL DURING PERIODIC TEST | https://www.laka.org/english.html
China | 43 | GUANGDONG-1 | -999 | 1995/2/14 | 34744 | 0 | -999 | 1 | -999 | DROP TIME OF CONTROL RODS OUT OF CRITERION | https://www.laka.org/english.html
China | 43 | QINSHAN 1 | 620 | 1995/12/15 | 35048 | 0 | -999 | 0 | -999 | TURBINE TRIP AND REACTOR SCRAM DUE TO TO AG WATER LEVEL HIGH-HIGH | https://www.laka.org/english.html
China | 43 | #N/A | -999 | 2001/3/18 | 36968 | 0 | -999 | -999 | -999 | The pressurized water reactor was affected by a total loss of external and internal power supply. Power supply is crucial to evacuate residual heat from the reactor core. The plant is situated near the sea. Salt deposit on insulators due to foggy weather caused instability of the high voltage grid. During a switch to the grid a short circuit in a power switch of the emergency power line occurred and caused a cable fire. A breaker and switchgear was totally destroyed by the fire and the diesel generators could not be started up manually because of heavy smoke. It took about two hours to restore power supply. | https://onlinelibrary.wiley.com/doi/full/10.1111/risa.12587
China | 43 | #N/A | -999 | 2012/3/12 | 40980 | 0 | 3.2 | -999 | -999 | Maintenance workers at the Kuosheng Nuclear Power Plant discovered cracked anchor bolts that forced a 3 day shutdown. | https://onlinelibrary.wiley.com/doi/full/10.1111/risa.12587
China | 43 | #N/A | -999 | 2013/6/21 | 41446 | 0 | 4.3 | -999 | -999 | Air dampener at the Kuosheng Nuclear Power Plant fell into the busbar and tripped the reactor and caused a shutdown. | https://onlinelibrary.wiley.com/doi/full/10.1111/risa.12587
China | 43 | #N/A | -999 | 2013/7/15 | 41470 | 0 | 23.5 | -999 | -999 | Typhoon Soulik damaged the Jinshan Nuclear Power Plant by tripping the generator and destroying transmission lines which lead to shutdown and detection of radiation leaks. | https://onlinelibrary.wiley.com/doi/full/10.1111/risa.12587
Czech Republic | 54 | DUKOVANY-1 | 573 | 1991/1/21 | 33259 | 0 | -999 | 0 | -999 | REACTOR SCRAM DUE TO A FIRE OF SECOND CATEGORY OF RELIABILITY BUSES | https://www.laka.org/english.html
Czech Republic | 54 | DUKOVANY-2 | 574 | 1992/6/4 | 33759 | 0 | -999 | 1 | -999 | INOPERABILITY OF HERMETIC COMPARTMENT PRESSURE INDICATORS OF ESFAS | https://www.laka.org/english.html
Czech Republic | 54 | DUKOVANY-1 | 573 | 1992/8/2 | 33818 | 0 | -999 | -999 | -999 | FIRE ON THE CENTRAL PUMP STATION ROOF | https://www.laka.org/english.html
Czech Republic | 54 | DUKOVANY-3 | 575 | 1994/2/3 | 34368 | 0 | -999 | 0 | -999 | TURBINE TRIP AND REACTOR POWER DECREASE DUE TO FAILURE OF AUXILIARY TRANSFORMER AT NPP DUKOVANY | https://www.laka.org/english.html
Czech Republic | 54 | DUKOVANY-1 | 573 | 1995/5/2 | 34821 | 0 | -999 | 1 | -999 | SHORT VIOLATION OF LIMITS AND CONDITIONS DUE TO ONE AND A HALF HOUR UNAVAILABILITY OF 2 OUT OF 3 SAFETY SYSTEMS | https://www.laka.org/english.html
Czech Republic | 54 | DUKOVANY-1 | 573 | 1995/7/9 | 34889 | 0 | -999 | -999 | -999 | SMALL SCALE FIRE IN THE SWITCHGEAR FOR THE SECONDARY CIRCUIT DURING SHUTDOWN | https://www.laka.org/english.html
Czech Republic | 54 | DUKOVANY-2 | 574 | 1996/4/16 | 35171 | 0 | -999 | 1 | -999 | Violation of limits and conditions - a late test of emergency core cooling system pumps | https://www.laka.org/english.html
Czech Republic | 54 | DUKOVANY-3 | 575 | 1996/4/21 | 35176 | 0 | -999 | 1 | -999 | Spurious signal for actuation of the ESFAS caused by human error | https://www.laka.org/english.html
Czech Republic | 54 | DUKOVANY-1 | 573 | 1996/5/21 | 35206 | 0 | -999 | -999 | -999 | Injuries in the NPP Dukovany non-related to nuclear and radiation safety | https://www.laka.org/english.html
Czech Republic | 54 | DUKOVANY-4 | 576 | 1996/7/8 | 35254 | 0 | -999 | 1 | -999 | Violation of limts and conditions - a late test of spray pumps | https://www.laka.org/english.html
Czech Republic | 54 | DUKOVANY-4 | 576 | 1996/10/6 | 35344 | 0 | -999 | 1 | -999 | Scram of the reactor caused by a wrong operation of the control room operator | https://www.laka.org/english.html
Czech Republic | 54 | DUKOVANY-1 | 573 | 1997/11/9 | 35743 | 0 | -999 | 0 | -999 | Small short-term fire in the switchboard in the NPP Dukovany | https://www.laka.org/english.html
Czech Republic | 54 | DUKOVANY-1 | 573 | 1998/7/28 | 36004 | 0 | -999 | 0 | -999 | Small short-term fire in the electric rectifier in the NPP Dukovany | https://www.laka.org/english.html
Czech Republic | 54 | DUKOVANY-1 | 573 | 2000/10/6 | 36805 | 0 | -999 | -999 | -999 | Fire at Dukovany NPP | https://www.laka.org/english.html
Czech Republic | 54 | TEMELIN-2 | 578 | 2004/6/6 | 38144 | 0 | -999 | 1 | -999 | Small leakage from Residual Heat Removal System. | https://www.laka.org/english.html
Czechoslovakia | 54 | #N/A | -999 | 1977/2/22 | 28178 | 0 | 1964.5 | 4 | -999 | Mechanical failure during fuel loading at the KS 150 reactor caused severe corrosion and released radioactivity into the plant area; requiring total decommission. | https://www.sciencedirect.com/science/article/pii/S0301421508000529#tbl2
EastGermany | 75 | #N/A | -999 | 1975/12/7 | 27735 | 0 | 511.5 | 3 | -999 | Electrical error caused fire in the main trough that destroyed control lines and 5 main coolant pumps. | https://onlinelibrary.wiley.com/doi/full/10.1111/risa.12587
Finland | 69 | LOVIISA-1 | 568 | 1990/5/28 | 33021 | 0 | -999 | 1 | -999 | FEEDWATER TUBE RUPTURE DUE TO EROSION CORROSION | https://www.laka.org/english.html
Finland | 69 | OLKILUOTO-2 | 571 | 1991/4/12 | 33340 | 0 | -999 | 2 | -999 | FIRE IN SWITCHGEAR BUILDING | https://www.laka.org/english.html
Finland | 69 | LOVIISA-2 | 569 | 1993/2/25 | 34025 | 0 | -999 | 2 | -999 | FEEDWATER PIPE RUPTURE | https://www.laka.org/english.html
Finland | 69 | LOVIISA-1 | 568 | 2000/8/17 | 36755 | 0 | -999 | 1 | -999 | Water leakages at Loviisa-1 NPP unit from the fuel loading pool on 17 and 18 August 2000 during the annual maintenance outage | https://www.laka.org/english.html
Finland | 69 | OLKILUOTO-1 | 570 | 2008/5/30 | 39598 | 0 | -999 | 1 | -999 | Fast stop of the main circulation pumps and simultaneous loss of their fly wheel systems during reactor scram. | https://www.laka.org/english.html
former Soviet Union | 165 | #N/A | -999 | 31269 | 31269 | 0 | -999 | 0 | -999 | Soviet submarine K-431 | https://en.wikipedia.org/wiki/Soviet_submarine_K-431
France | 70 | #N/A | -999 | 1969/10/17 | 25493 | 0 | 541.4 | 4 | -999 | More than 50 kilograms of uranium fuel at the Saint-Laurent Nuclear Power Plant began to melt after cooling systems failed and forced shutdown and repairs. | https://onlinelibrary.wiley.com/doi/full/10.1111/risa.12587
France | 70 | #N/A | -999 | 1979/3/28 | 28942 | 0 | 25.7 | 4 | -999 | A malfunctioning cooling system fused fuel elements together at the Saint Laurent A2 reactor and ruined the fuel assembly and forced an extended shutdown. | https://onlinelibrary.wiley.com/doi/full/10.1111/risa.12587
France | 70 | #N/A | -999 | 1980/3/13 | 29293 | 0 | 133.4 | 4 | -999 | Partial core meltdown involving 20 kg of uranium, repairs take years | https://onlinelibrary.wiley.com/doi/full/10.1111/risa.12587
France | 70 | #N/A | -999 | 1984/4/14 | 30786 | 0 | 2.1 | -999 | -999 | Electrical cables failed at the command centre of the Bugey nuclear power plant and forced a complete shutdown of one reactor. | https://onlinelibrary.wiley.com/doi/full/10.1111/risa.12587
France | 70 | #N/A | -999 | 1986/5/22 | 31554 | 0 | 5.4 | -999 | -999 | A reprocessing plant at Le Hague malfunctioned and exposed workers to unsafe levels of radiation. | https://onlinelibrary.wiley.com/doi/full/10.1111/risa.12587
France | 70 | #N/A | -999 | 1987/4/12 | 31879 | 0 | 57.8 | -999 | -999 | Tricastin fast breeder reactor leaked coolant, sodium, and uranium hexachloride and injured workers and contaminated water supplies. | https://onlinelibrary.wiley.com/doi/full/10.1111/risa.12587
France | 70 | CREYS-MALVILLE | -999 | 1990/7/1 | 33055 | 0 | -999 | 2 | -999 | IMPACT ON SAFETY DUE TO VIOLATION OF OPERATIONAL LIMITS AND CONDITIONS (IMPURITY DUE TO AIR INGRESS) | https://www.laka.org/english.html
France | 70 | TRICASTIN-1 | 564 | 1990/8/22 | 33107 | 0 | -999 | 2 | -999 | IMPACT ON SAFETY DUE TO INOPERABILITY OF A SAFETY SYSTEM DESIGNED FOR ACCIDENT MITIGATION (CONTAINMENT SAND FILTERS) | https://www.laka.org/english.html
France | 70 | PALUEL-1 | 550 | 1990/10/1 | 33147 | 0 | -999 | 2 | -999 | IMPACT ON SAFETY DUE TO PARTIAL INOPERABILITY OF THE LONG TERM COOLING SYSTEM (WATER SUMP FILTERS) | https://www.laka.org/english.html
France | 70 | GRAVELINES-6 | 547 | 1991/3/4 | 33301 | 0 | -999 | 2 | -999 | INOPERABILITY OF VALVES OF SAFETY SYSTEMS | https://www.laka.org/english.html
France | 70 | BELLEVILLE-2 | 498 | 1991/5/24 | 33382 | 0 | -999 | 2 | -999 | UNAVAILABILITY OF REACTOR LEVEL MEASUREMENT | https://www.laka.org/english.html
France | 70 | CATTENOM-4 | 511 | 1991/6/12 | 33401 | 0 | -999 | 2 | -999 | PARTIAL INOPERABILITY OF THE REACTOR PROTECTION SYSTEM | https://www.laka.org/english.html
France | 70 | BELLEVILLE-2 | 498 | 1991/6/22 | 33411 | 0 | -999 | 2 | -999 | DEFECTIVE WELDS IN LOW PRESSURE SAFETY INJECTION SYSTEM | https://www.laka.org/english.html
France | 70 | PALUEL-2 | 551 | 1991/8/1 | 33451 | 0 | -999 | 2 | -999 | #N/A | https://www.laka.org/english.html
France | 70 | FESSENHEIM-1 | 533 | 1991/9/13 | 33494 | 0 | -999 | 2 | -999 | #N/A | https://www.laka.org/english.html
France | 70 | CHINON-B1 | -999 | 1991/9/16 | 33497 | 0 | -999 | 2 | -999 | #N/A | https://www.laka.org/english.html
France | 70 | BUGEY-2 | 504 | 1991/9/23 | 33504 | 0 | -999 | 2 | -999 | #N/A | https://www.laka.org/english.html
France | 70 | DAMPIERRE-1 | 528 | 1992/1/22 | 33625 | 0 | -999 | 2 | -999 | UNAVAILABILITY OF THE IODINE FILTERING OF REACTOR CONTROL ROOM VENTILATION SYSTEM | https://www.laka.org/english.html
France | 70 | CATTENOM-1 | 508 | 1992/8/21 | 33837 | 0 | -999 | 2 | -999 | CATTENOM-1 | https://www.laka.org/english.html
France | 70 | ST. ALBAN-1 | 557 | 1992/10/11 | 33888 | 0 | -999 | 2 | -999 | ST. ALBAN-1 | https://www.laka.org/english.html
France | 70 | PALUEL-2 | 551 | 1993/1/20 | 33989 | 0 | -999 | 2 | -999 | SUB-COOLING OF THE REACTOR COOLANT SYSTEM DURING A TEST | https://www.laka.org/english.html
France | 70 | BUGEY-5 | 507 | 1994/1/29 | 34363 | 0 | -999 | 2 | -999 | FAILING TO COMPLY WITH THE OPERATING PROCEDURES | https://www.laka.org/english.html
France | 70 | TRICASTIN-4 | 567 | 1994/6/3 | 34488 | 0 | -999 | 2 | -999 | FAILURE TO COMPLY WITH TECHNICAL SPECIFICATIONS FOR OPERATION AT REACTOR 4 | https://www.laka.org/english.html
France | 70 | BELLEVILLE-1 | 497 | 1996/4/6 | 35161 | 0 | -999 | 2 | -999 | Sticking of a control rod cluster during reactor scram | https://www.laka.org/english.html
France | 70 | CHINON-B1 | -999 | 1996/5/13 | 35198 | 0 | -999 | 2 | -999 | Degradation of seismic stops of the reactor pit | https://www.laka.org/english.html
France | 70 | DAMPIERRE-1 | 528 | 1996/12/14 | 35413 | 0 | -999 | 2 | -999 | Leakage on a piping connected to the primary circuit | https://www.laka.org/english.html
France | 70 | PALUEL-1 | 550 | 1997/3/7 | 35496 | 0 | -999 | 2 | -999 | Exceeding the required operating limits, aggravated by safety culture problems | https://www.laka.org/english.html
France | 70 | CIVAUX-1 | 522 | 1998/5/13 | 35928 | 0 | -999 | 2 | -999 | Large leak in the residual heat removal system (RHR) | https://www.laka.org/english.html
France | 70 | BELLEVILLE-2 | 498 | 1998/6/11 | 35957 | 0 | -999 | 2 | -999 | Automatic shutdown of the reactor caused by spurious triggering of the containment spray system and jamming of a control cluster in the high position during this shutdown | https://www.laka.org/english.html
France | 70 | TRICASTIN-1 | 564 | 1999/3/11 | 36230 | 0 | -999 | 2 | -999 | Dose to a worker exceeding a statutory annual dose limit | https://www.laka.org/english.html
France | 70 | #N/A | -999 | 1999/12/27 | 36521 | 0 | 63.1 | 2 | -999 | A storm flooded the Blayais-2 nuclear reactor and forced emergency shutdown after injection pumps and containment safety systems failed from water damage. | https://onlinelibrary.wiley.com/doi/full/10.1111/risa.12587
France | 70 | BLAYAIS-1 | 499 | 1999/12/28 | 36522 | 0 | -999 | 2 | -999 | Partial loss of safeguards systems as a result of external flooding | https://www.laka.org/english.html
France | 70 | DAMPIERRE-1 | 528 | 2000/6/27 | 36704 | 0 | -999 | 2 | -999 | Error in operating rules leading to safety injection system unavailability | https://www.laka.org/english.html
France | 70 | TRICASTIN-3 | 566 | 2000/11/24 | 36854 | 0 | -999 | 2 | -999 | Successive events in operation during reactor restart | https://www.laka.org/english.html
France | 70 | BELLEVILLE-1 | 497 | 2001/3/12 | 36962 | 0 | -999 | 2 | -999 | Risk of recirculation system valves becoming jammed in 5 NPPs | https://www.laka.org/english.html
France | 70 | DAMPIERRE-4 | 531 | 2001/4/2 | 36983 | 0 | -999 | 2 | -999 | Wrong positioning of fuel assemblies in the reactor vessel during refuelling operations | https://www.laka.org/english.html
France | 70 | #N/A | -999 | 2002/1/21 | 37277 | 0 | 117.7 | 2 | -999 | Control systems and safety valves failed after improper installation of condensers and forced a two month shutdown. | https://onlinelibrary.wiley.com/doi/full/10.1111/risa.12587
France | 70 | #N/A | -999 | 2003/11/19 | 37944 | 0 | -999 | 2 | -999 | Worker was contaminated by plutonium during a dust remova opperation | https://onlinelibrary.wiley.com/doi/full/10.1111/risa.12587
France | 70 | All NPP - generic | -999 | 2003/12/31 | 37986 | 0 | -999 | 2 | -999 | Anomaly on the water recirculation circuits of French pressurised water reactors | https://www.laka.org/english.html
France | 70 | All NPP - generic | -999 | 2004/3/9 | 38055 | 0 | -999 | 2 | -999 | Generic anomaly on some power supply boxes of the French pressurised water reactors | https://www.laka.org/english.html
France | 70 | LEIBSTADT | 226 | 2004/5/16 | 38123 | 0 | 13.9 | 1 | -999 | Sub-standard electrical cables at the Cattenon-2 nuclear reactor caused a fire in an electricity funnel that damaged safety systems. | https://onlinelibrary.wiley.com/doi/full/10.1111/risa.12587
France | 70 | All NPP - generic | -999 | 2005/12/9 | 38695 | 0 | -999 | 2 | -999 | Anomaly on safety pumps of 900 MW reactors | https://www.laka.org/english.html
France | 70 | #N/A | -999 | 2008/7/13 | 39642 | 0 | 8.6 | 1 | -999 | The nuclear power operator Areva reported that dozens of liters of wastewater contaminated with uranium were accidentally poured on the ground and ran into river. | https://onlinelibrary.wiley.com/doi/full/10.1111/risa.12587
France | 70 | #N/A | -999 | 2009/6/10 | 39974 | 0 | -999 | 2 | -999 | Underestimation of plutonium deposits in the facility glove boxes, operations suspended for a month | https://onlinelibrary.wiley.com/doi/full/10.1111/risa.12587
France | 70 | #N/A | -999 | 2009/8/12 | 40037 | 0 | 2.1 | 1 | -999 | Assembly system failed to properly eject spent fuel rods from the Gravelines Nuclear Power Plant and caused the fuel rods to jam and the reactor to shutdown. | https://onlinelibrary.wiley.com/doi/full/10.1111/risa.12587
France | 70 | CRUAS-4 | 527 | 2009/12/1 | 40148 | 0 | 4 | 2 | -999 | Vegetation blocked the intake of the cooling system, forcing shutdown and repairs | https://onlinelibrary.wiley.com/doi/full/10.1111/risa.12587
France | 70 | CHINON-B4 | -999 | 2010/4/23 | 40291 | 0 | -999 | 2 | -999 | Worker overexposure | https://www.laka.org/english.html
France | 70 | TRICASTIN-3 | 566 | 2011/2/16 | 40590 | 0 | -999 | 2 | -999 | Failed back-up diesel generator was discovered during a periodic test | https://onlinelibrary.wiley.com/doi/full/10.1111/risa.12587
France | 70 | #N/A | -999 | 2011/9/12 | 40798 | 1 | 12.8 | -999 | -999 | Marcoule Centraco nuclear waste site's oven used to melt radioactive waste exploded and killed one person and burned four others. | https://onlinelibrary.wiley.com/doi/full/10.1111/risa.12587
France | 70 | #N/A | -999 | 2011/9/21 | 40807 | 1 | -999 | 1 | -999 | One worker died and four were injured when an explosion in the nuclear facility triggered a fire | https://onlinelibrary.wiley.com/doi/full/10.1111/risa.12587
France | 70 | #N/A | -999 | 2011/12/21 | 40898 | 0 | -999 | 2 | -999 | Absence of siphon-breakers in two out of the four reactors of the facility | https://onlinelibrary.wiley.com/doi/full/10.1111/risa.12587
France | 70 | PENLY-2 | 555 | 2012/4/5 | 41004 | 0 | 12.8 | 1 | -999 | Leaking oil from a reactor pump caught fire and forced an emergency shutdown of the number 2 reactor of EDF's Penly Nuclear Power Plant. | https://onlinelibrary.wiley.com/doi/full/10.1111/risa.12587
France | 70 | #N/A | -999 | 2012/5/4 | 41033 | 0 | -999 | 1 | -999 | As a concequence of fire radioactive water leaked into the collection tanks inside the reactor buldings | https://onlinelibrary.wiley.com/doi/full/10.1111/risa.12587
France | 70 | #N/A | -999 | 2012/9/26 | 41178 | 0 | -999 | 2 | -999 | Non-complience to regulations applicable to labelling, storage and transfer of wet fissible materials | https://onlinelibrary.wiley.com/doi/full/10.1111/risa.12587
France | 70 | #N/A | -999 | 2012/10/24 | 41206 | 0 | -999 | 1 | -999 | Leak on the auxialliary line of the reactor's coolant system | https://onlinelibrary.wiley.com/doi/full/10.1111/risa.12587
France | 70 | BLAYAIS-4 | 502 | 2013/4/24 | 41388 | 0 | -999 | 2 | -999 | Accidental overexposure of a worker beyond regulatory limit | https://onlinelibrary.wiley.com/doi/full/10.1111/risa.12587
France | 70 | #N/A | -999 | 2015/5/28 | 42152 | 0 | -999 | 1 | -999 | Unexpected opening of a secondary system valve which resulted in a steam release | https://onlinelibrary.wiley.com/doi/full/10.1111/risa.12587
France | 70 | BLAYAIS-4 | 502 | 2015/8/18 | 42234 | 0 | -999 | 2 | -999 | Accidental overexposure of a worker to a dose of ionising radiation exceeding regulation limits | https://onlinelibrary.wiley.com/doi/full/10.1111/risa.12587
France | 70 | BELLEVILLE-1 | 497 | 2017/6/20 | 42906 | 0 | -999 | 2 | -999 | Emergency diesel generators auxiliary systems not compliant with seismic requirements on the 1300 MW reactors (8 sites - 20 reactors) | https://www.laka.org/english.html
France | 70 | BELLEVILLE-1 | 497 | 2017/8/2 | 42949 | 0 | -999 | 2 | -999 | Risk of loss of heat sink in case of an earthquake - 20 reactors concerned | https://www.laka.org/english.html
France | 70 | TRICASTIN-1 | 564 | 2017/8/18 | 42965 | 0 | -999 | 2 | -999 | Insufficient seismic resistance of a part of the canal embankment along the Tricastin NPP | https://www.laka.org/english.html
France | 70 | PALUEL-1 | 550 | 2017/11/9 | 43048 | 0 | -999 | 2 | -999 | Insufficient seismic resistance of emergency diesel generators | https://www.laka.org/english.html
Germany | 75 | #N/A | -999 | 1987/12/17 | 32128 | 0 | 15 | 1 | -999 | Stop valve failed at Biblis Nuclear Power plant and contaminated local area. | https://www.sciencedirect.com/science/article/pii/S0301421508000529#tbl2
Germany | 75 | STADE | 492 | 1991/8/14 | 33464 | 0 | -999 | 0 | -999 | #N/A | https://www.laka.org/english.html
Germany | 75 | BRUNSBUETTEL | 465 | 1992/11/1 | 33909 | 0 | -999 | 1 | -999 | BRUNSBUETTEL | https://www.laka.org/english.html
Germany | 75 | BIBLIS-B | 463 | 1995/2/23 | 34753 | 0 | -999 | 0 | -999 | SMALL LEAKAGE OF PRIMARY COOLANT AT NPP BIBLIS, UNIT B | https://www.laka.org/english.html
Germany | 75 | UNTERWESER | 494 | 1998/6/6 | 35952 | 0 | -999 | 2 | -999 | Unavailability of 1 out of 4 main steam safety and relief valve station | https://www.laka.org/english.html
Germany | 75 | PHILIPPSBURG-2 | 490 | 2001/8/12 | 37115 | 0 | -999 | 2 | -999 | Philippsburg (Germany) (see 9.2.3.1) A deviation from the specified boron concentration 鈥?a neutron absorber needed to slow down or stop the nuclear reaction 鈥?in several flooding storage tanks during the restart of the plant was reported to the authorities. In addition, the liquid level had not reached the required value fixed in the operational instructions for the start-up and was only implemented with a delay. The emergency core cooling system will only work effectively if it is operated according to the design basis conditions. Subsequent investigations revealed that significant deviations from start-up requirements and violations from related instructions seemed to be common probably for several years and took place in other German nuclear plants. | https://onlinelibrary.wiley.com/doi/full/10.1111/risa.12587
Germany | 75 | BRUNSBUETTEL | 465 | 2001/12/14 | 37239 | 0 | -999 | 1 | -999 | Brunsbttel (Germany) (see 9.2.5.1) A hydrogen explosion caused a high degree of damage to the spray system piping of the boiling water reactor. The head spray line is used for cooling the inner surface of the reactor pressure vessel head and the flange area upon plant shutdown. Some parts of the 5.6 mm diameter pipes were ruptured. An approximately 2.7 m long piping section had burst and was completely destroyed. Some sections of the piping were missing. Prior to this event the possibility of severe explosions caused by radiolysis gas during normal operation was nearly excluded | https://onlinelibrary.wiley.com/doi/full/10.1111/risa.12587
Germany | 75 | #N/A | -999 | 2009/7/4 | 39998 | 0 | 242.9 | -999 | -999 | A short circuit in a transformer caused fuel rod damage and an extended shutdown at Vattenfall鈥檚 Kr眉mmel nuclear plant. | https://onlinelibrary.wiley.com/doi/full/10.1111/risa.12587
Hungary | 89 | PAKS-1 | 457 | 1991/7/18 | 33437 | 0 | -999 | 1 | -999 | #N/A | https://www.laka.org/english.html
Hungary | 89 | PAKS-4 | 460 | 1992/5/3 | 33727 | 0 | -999 | 1 | -999 | UNCONTROLLED INCREASE OF REACTOR POWER | https://www.laka.org/english.html
Hungary | 89 | PAKS-1 | 457 | 1992/6/25 | 33780 | 0 | -999 | 0 | -999 | LEVEL DECREASE IN THE EMERGENCY BORON TANK | https://www.laka.org/english.html
Hungary | 89 | PAKS-2 | 458 | 1992/9/15 | 33862 | 0 | -999 | 1 | -999 | DETERIORATION OF NATURAL CIRCULATION | https://www.laka.org/english.html
Hungary | 89 | PAKS-2 | 458 | 1992/12/23 | 33961 | 0 | -999 | 1 | -999 | LEVEL DECREASE IN ECCS TANK 20TJ20B001,2 | https://www.laka.org/english.html
Hungary | 89 | PAKS-4 | 460 | 1994/1/3 | 34337 | 0 | -999 | 1 | -999 | RENDERING AN EMERGENCY FEEDWATER PUMP AND AN AUXILIARY EMERGENCY FEEDWATER PUMP AVAILABLE FOR A SHORT TIME WITHOUT ADHERANCE TO THE REQUIREMENTS OF THE TECSPECS | https://www.laka.org/english.html
Hungary | 89 | PAKS-2 | 458 | 1995/11/8 | 35011 | 0 | -999 | 2 | -999 | Degradation of the control rod system due to sticking of one control rod assembly | https://www.laka.org/english.html
Hungary | 89 | PAKS-3 | 459 | 1997/8/20 | 35662 | 0 | -999 | 2 | -999 | Sticking of one control rod during reactor protection actuation after the turbine control system's test | https://www.laka.org/english.html
Hungary | 89 | PAKS-2 | 458 | 2001/6/22 | 37064 | 0 | -999 | 0 | -999 | Fire in the A110/2 cable corridor | https://www.laka.org/english.html
Hungary | 89 | #N/A | -999 | 2003/4/10 | 37721 | 0 | 42.8 | 3 | 3.9 | Damaged fuel rods hemorrhaged spent fuel pellets and corroded heavy water reactor. | https://www.sciencedirect.com/science/article/pii/S0301421508000529#tbl2
Hungary | 89 | PAKS-4 | 460 | 2006/6/22 | 38890 | 0 | -999 | 1 | -999 | Temperature increase of control rod drive housing 6/7 during restart of Unit 4 | https://www.laka.org/english.html
Hungary | 89 | PAKS-1 | 457 | 2008/7/7 | 39636 | 0 | -999 | 1 | -999 | Deterioration of the containment depression of unit 1 during an air locking operation for maintenance activities | https://www.laka.org/english.html
Hungary | 89 | PAKS-4 | 460 | 2009/5/4 | 39937 | 0 | -999 | 2 | -999 | Drop out of a SPND from transport container into the reactor hall during outage | https://www.laka.org/english.html
Hungary | 89 | PAKS-1 | 457 | 2012/5/9 | 41038 | 0 | -999 | 1 | -999 | Deviation from specifications on a maintenance task due to lack of written instructions | https://onlinelibrary.wiley.com/doi/full/10.1111/risa.12587
Hungary | 89 | #N/A | -999 | 2013/2/12 | 41317 | 0 | -999 | 1 | -999 | Three workers were expossed to radiation while handling radioactive waste | https://onlinelibrary.wiley.com/doi/full/10.1111/risa.12587
India | 91 | #N/A | -999 | 1989/9/10 | 32761 | 0 | 89.9 | -999 | -999 | Operators at the Tarapur nuclear power plant discovered the reactor had been leaking radioactive iodine through its cooling structures and discovered radiation levels of iodine-129 more than 700 times normal levels. | https://onlinelibrary.wiley.com/doi/full/10.1111/risa.12587
India | 91 | KALPAKKAM-1 | -999 | 1990/9/4 | 33120 | 0 | -999 | 0 | -999 | FIRE IN CALANDRIA VAULT DRYER AREA | https://www.laka.org/english.html
India | 91 | RAJASTHAN-1 | 445 | 1990/10/16 | 33162 | 0 | -999 | 1 | -999 | DROPPING OF SPENT FUEL BUNDLES OF CHANNEL P-09 IN SOUTH SIDEFUEL TRANSFER CAVITY | https://www.laka.org/english.html
India | 91 | KALPAKKAM-2 | -999 | 1990/11/8 | 33185 | 0 | -999 | 0 | -999 | LE ADJUSTER OPERATION | https://www.laka.org/english.html
India | 91 | TARAPUR-1 | 453 | 1990/11/19 | 33196 | 0 | -999 | 0 | -999 | REACTOR SCRAM ON PRM HIGH FLUX SUBSEQUENT TO SPURIOUS ACTUATION OF REACTOR RELIEF VALVES A & B (SRUOR-1-90-8) | https://www.laka.org/english.html
India | 91 | TARAPUR-2 | 454 | 1991/4/7 | 33335 | 0 | -999 | 1 | -999 | MISGRAPPLING OF FUEL BUNDLE MB-140 IN THE CORE OF UNIT NO. 2 | https://www.laka.org/english.html
India | 91 | RAJASTHAN-2 | 446 | 1991/4/8 | 33336 | 0 | -999 | 0 | -999 | LEAK FROM FUELLING MACHINE | https://www.laka.org/english.html
India | 91 | NARORA-1 | -999 | 1993/3/31 | 34059 | 0 | 254.7 | 3 | -999 | The Narora Atomic Power Station suffered a fire at two of its steam turbine blades that damaged two heavy water reactors and almost led to a meltdown. | https://onlinelibrary.wiley.com/doi/full/10.1111/risa.12587
India | 91 | CIRUS | -999 | 1994/4/12 | 34436 | 0 | -999 | 1 | -999 | IRRADIATED FUEL ROD REMAINING IN THE FLASK WITHOUT COOLING - HUMAN ERROR | https://www.laka.org/english.html
India | 91 | #N/A | -999 | 1995/2/2 | 34732 | 0 | 323.1 | -999 | -999 | The Rajasthan Atomic Power Station leaked radioactive helium and heavy water into the Rana Pratap Sagar River requiring a two year shutdown. | https://onlinelibrary.wiley.com/doi/full/10.1111/risa.12587
India | 91 | KALPAKKAM-2 | -999 | 1995/2/7 | 34737 | 0 | -999 | 0 | -999 | STEAM GENERATOR TUBE LEAK AT MAPS-2 | https://www.laka.org/english.html
India | 91 | TARAPUR-1 | 453 | 1995/11/10 | 35013 | 0 | -999 | 1 | -999 | Non-closure of primary steam isolating valves on auto during total loss of power incident | https://www.laka.org/english.html
India | 91 | NARORA-2 | -999 | 1995/12/27 | 35060 | 0 | -999 | 0 | -999 | Reactor trip on low PHT pressure due to change in power while reverse fueling of channel | https://www.laka.org/english.html
India | 91 | NARORA-2 | -999 | 1996/1/5 | 35069 | 0 | -999 | 0 | -999 | Reactor trip on adjuster rod cooling flow very low | https://www.laka.org/english.html
India | 91 | KALPAKKAM-1 | -999 | 1996/1/7 | 35071 | 0 | -999 | 0 | -999 | D2O leak from a calandria tube sheet plug | https://www.laka.org/english.html
India | 91 | NARORA-1 | -999 | 1996/3/19 | 35143 | 0 | -999 | 0 | -999 | Unit trip on no primary circulating pump running | https://www.laka.org/english.html
India | 91 | KAKRAPAR-1 | 432 | 1997/3/2 | 35491 | 0 | -999 | 0 | -999 | Reactor trip on PHT pressure less than 79.6 kg/cm2 for 15 seconds | https://www.laka.org/english.html
India | 91 | KAKRAPAR-1 | 432 | 1997/5/18 | 35568 | 0 | -999 | 2 | -999 | Actuation of secondary shutdown system (SSS) on slow insertion of more than one rod of primary shutdown system (PSS) | https://www.laka.org/english.html
India | 91 | NARORA-2 | -999 | 1998/9/11 | 36049 | 0 | -999 | 2 | -999 | Overexposure of two workers | https://www.laka.org/english.html
India | 91 | KALPAKKAM-2 | -999 | 1999/3/26 | 36245 | 0 | -999 | 2 | -999 | Leak from coolant channel K-05 at MAPS-2 | https://www.laka.org/english.html
India | 91 | KAKRAPAR-1 | 432 | 2000/1/26 | 36551 | 0 | -999 | 0 | -999 | Earthquake in the Indian State of Gujarat | https://www.laka.org/english.html
India | 91 | NARORA-2 | -999 | 2000/4/15 | 36631 | 0 | -999 | 1 | -999 | Moderator water leak in moderator room | https://www.laka.org/english.html
India | 91 | NARORA-1 | -999 | 2000/11/28 | 36858 | 0 | -999 | 0 | -999 | Forced shutdown of Narora Unit-1 due to unavailability of make up water | https://www.laka.org/english.html
India | 91 | #N/A | -999 | 2002/10/22 | 37551 | 0 | 34.2 | -999 | -999 | Almost 100 kilograms of radioactive sodium at a fast breeder reactor leaked into a purification cabin and ruined a number of valves and operating systems. | https://onlinelibrary.wiley.com/doi/full/10.1111/risa.12587
India | 91 | NARORA-2 | -999 | 2003/4/25 | 37736 | 0 | -999 | 1 | -999 | Heavy water leak from a defuelled coolant channel in a PHWR during Inspection, with reactor in shutdown state | https://www.laka.org/english.html
India | 91 | KAKRAPAR-1 | 432 | 2004/3/10 | 38056 | 0 | -999 | 2 | -999 | Reactor Trip on steam generator differential temperature high due to loss of power supply to Reactor regulating system | https://www.laka.org/english.html
India | 91 | KALPAKKAM-2 | -999 | 2004/12/26 | 38347 | 0 | -999 | 0 | -999 | Safe shutdown of Kalpakkam-2 reactor due to seawater entry into pump house | https://www.laka.org/english.html
India | 91 | #N/A | -999 | 2006/12/24 | 39075 | 0 | 28.9 | -999 | -999 | One of the pipes carrying radioactive waste from the Jadugoda uranium mill聽 ruptured and distributed radioactive materials more than 100 square kilometers. | https://onlinelibrary.wiley.com/doi/full/10.1111/risa.12587
India | 91 | KAKRAPAR-2 | 433 | 2011/5/30 | 40693 | 0 | -999 | 2 | -999 | Over exposure of workers beyond annual regulatory limit | https://www.laka.org/english.html
India | 91 | RAJASTHAN-5 | 449 | 2012/6/23 | 41083 | 0 | -999 | 1 | -999 | Exposure of workers to tritium | https://onlinelibrary.wiley.com/doi/full/10.1111/risa.12587
India | 91 | TARAPUR-4 | 456 | 2014/5/17 | 41776 | 0 | -999 | 1 | -999 | Overexpossure of a worker during a transfer operation of irradiated neutron detector | https://onlinelibrary.wiley.com/doi/full/10.1111/risa.12587
India | 91 | KALPAKKAM-1 | -999 | 1990/10/23 | 33169 | 0 | -999 | 1 | -999 | MG-TRIPPING ON UNDER/OVER FREQUENCY PROTECTION | https://www.laka.org/english.html
India | 91 | KALPAKKAM-2 | -999 | 1990/12/27 | 33234 | 0 | -999 | 0 | -999 | LOSS OF RAM-C POSITION INDICATION | https://www.laka.org/english.html
India | 91 | KALPAKKAM-1 | -999 | 1991/1/7 | 33245 | 0 | -999 | 1 | -999 | SHUT DOWN OF MAPS UNITS 1 AND 2 FOLLOWING INABILITY TO MEET MINIMUM STAFF REQUIREMENT | https://www.laka.org/english.html
India | 91 | KALPAKKAM-2 | -999 | 1991/2/20 | 33289 | 0 | -999 | 0 | -999 | ADJUSTER ROD 24V DC FAILURE | https://www.laka.org/english.html
India | 91 | TARAPUR-1 | 453 | 1991/2/22 | 33291 | 0 | -999 | 0 | -999 | LOWERING OF REACTOR WATER LEVEL BELOW CORE SPRAY ACTUATION LEVEL | https://www.laka.org/english.html
India | 91 | KALPAKKAM-1 | -999 | 1991/3/7 | 33304 | 0 | -999 | 1 | -999 | HEAVY WATER SPILL FROM MODERATOR SYSTEM | https://www.laka.org/english.html
India | 91 | RAJASTHAN-1 | 445 | 1991/4/13 | 33341 | 0 | -999 | 0 | -999 | HEAVY WATER LEAK FROM INSTRUMENT TUBING | https://www.laka.org/english.html
India | 91 | KALPAKKAM-2 | -999 | 1991/5/3 | 33361 | 0 | -999 | 1 | -999 | FAILURE OF FUEL OIL LINE IN RUNNING DG-2 | https://www.laka.org/english.html
India | 91 | RAJASTHAN-2 | 446 | 1991/7/9 | 33428 | 0 | -999 | 1 | -999 | HIGH ACTIVITY IN TB PIT | https://www.laka.org/english.html
India | 91 | TARAPUR-1 | 453 | 1991/7/10 | 33429 | 0 | -999 | 0 | -999 | UNIT NO. 1 REACTOR SCRAM ON PRM HIGH FLUX | https://www.laka.org/english.html
India | 91 | KALPAKKAM-1 | -999 | 1991/7/26 | 33445 | 0 | -999 | 0 | -999 | #N/A | https://www.laka.org/english.html
India | 91 | KALPAKKAM-1 | -999 | 1991/11/4 | 33546 | 0 | -999 | 1 | -999 | LOSS OF CLASS III SUPPLY DUE TO FAULT IN CLASS III BUS SUPPLY BREAKER | https://www.laka.org/english.html
India | 91 | KALPAKKAM-2 | -999 | 1991/12/12 | 33584 | 0 | -999 | 0 | -999 | REACTOR TRIP ON LOW PHT PRESSURE | https://www.laka.org/english.html
India | 91 | KALPAKKAM-1 | -999 | 1991/12/19 | 33591 | 0 | -999 | 0 | -999 | REACTOR TRIP ON LOW PHT PRESSURE | https://www.laka.org/english.html
India | 91 | RAJASTHAN-2 | 446 | 1992/1/6 | 33609 | 0 | -999 | 0 | -999 | PLANNED UNIT SHUTDOWN DUE TO BLOCKADE OF ROAD | https://www.laka.org/english.html
India | 91 | TARAPUR-2 | 454 | 1992/2/12 | 33646 | 0 | -999 | 0 | -999 | UNIT-2 REACTOR SCRAM DUE TO GRID DISTURBANCES | https://www.laka.org/english.html
India | 91 | KALPAKKAM-1 | -999 | 1992/3/3 | 33666 | 0 | -999 | 0 | -999 | LOSS OF POWER SUPPLY TO CLASS IV SYSTEMS AND UNIT OUTAGE | https://www.laka.org/english.html
India | 91 | KALPAKKAM-2 | -999 | 1992/3/30 | 33693 | 0 | -999 | 1 | -999 | DROPPING OF A SPENT FUEL BUNDLE IN INSPECTION BAY | https://www.laka.org/english.html
India | 91 | TARAPUR-2 | 454 | 1992/3/31 | 33694 | 0 | -999 | 0 | -999 | REACTOR UNIT NO.2 SCRAM ON TOTAL LOSS OF POWER | https://www.laka.org/english.html
India | 91 | KALPAKKAM-1 | -999 | 1992/5/5 | 33729 | 0 | -999 | 0 | -999 | MODERATOR DUMP TIME RECORDING HIGHER THAN NORMAL | https://www.laka.org/english.html
India | 91 | RAJASTHAN-2 | 446 | 1992/5/10 | 33734 | 0 | -999 | 0 | -999 | PARTIAL DRAINING OF H2O DOUSING TANK DURING UNIT START UP | https://www.laka.org/english.html
India | 91 | TARAPUR-1 | 453 | 1992/6/15 | 33770 | 0 | -999 | 0 | -999 | REACTOR UNIT NO. 1 SCRAM ON TOTAL LOSS OF POWER | https://www.laka.org/english.html
India | 91 | RAJASTHAN-2 | 446 | 1992/6/28 | 33783 | 0 | -999 | 1 | -999 | TRITIUM ACTIVITY IN PROCESS WATER RETURN | https://www.laka.org/english.html
India | 91 | TARAPUR-2 | 454 | 1992/7/31 | 33816 | 0 | -999 | 0 | -999 | UNIT NO. 2 REACTOR SCRAM ON PRM HIGH FLUX | https://www.laka.org/english.html
India | 91 | RAJASTHAN-2 | 446 | 1992/9/3 | 33850 | 0 | -999 | 1 | -999 | RAJASTHAN-2 | https://www.laka.org/english.html
India | 91 | KALPAKKAM-2 | -999 | 1992/9/16 | 33863 | 0 | -999 | 1 | -999 | KALPAKKAM-2 | https://www.laka.org/english.html
India | 91 | KALPAKKAM-1 | -999 | 1992/10/13 | 33890 | 0 | -999 | 0 | -999 | KALPAKKAM-1 | https://www.laka.org/english.html
India | 91 | TARAPUR-1 | 453 | 1992/10/16 | 33893 | 0 | -999 | 0 | -999 | TARAPUR-1 | https://www.laka.org/english.html
India | 91 | KALPAKKAM-2 | -999 | 1993/1/16 | 33985 | 0 | -999 | 0 | -999 | NON TRIPPING OV CHANNEL-E ON HIGH BOILER DIFFERENTIAL TEMPERATURE WHILE DOING TESTING | https://www.laka.org/english.html
India | 91 | RAJASTHAN-2 | 446 | 1993/1/17 | 33986 | 0 | -999 | 0 | -999 | NON-AVAILABILITY OF CHANNEL TEMPERATURE MONITORING (CTM) INSTALLATION-2 | https://www.laka.org/english.html
India | 91 | NARORA-2 | -999 | 1993/2/27 | 34027 | 0 | -999 | 1 | -999 | WATER INGRESS IN ION CHAMBER HOUSING OF CHANNEL B & E OF REACTOR REGULATING AND PROTECTIVE SYSTEM | https://www.laka.org/english.html
India | 91 | KAKRAPAR-1 | 432 | 2016/3/11 | 42440 | 0 | -999 | 2 | -999 | Leak from primary coolant system at Kakrapar Atomic Station-1 | https://www.laka.org/english.html
Japan | 99 | #N/A | -999 | 1981/3/8 | 29653 | 0 | 3.2 | 2 | -999 | 278 workers were exposed to excessive levels of radiation during repair of Tsuruga nuclear plant. | https://onlinelibrary.wiley.com/doi/full/10.1111/risa.12587
Japan | 99 | TSURUGA-2 | 421 | 1989/6/26 | 32685 | 0 | -999 | 0 | -999 | FAILURE OF THE MAIN FEEDWATER PUMP DUE TO ABSENCE OF REQUALIFICATION TEST AFTER MAINTENANCE | https://www.https://www.laka.org/english.html.org/docu/ines/event/92
Japan | 99 | FUKUSHIMA-DAIICHI-3 | 363 | 1990/9/9 | 33125 | 0 | -999 | 0 | -999 | REACTOR AUTOMATIC SHUTDOWN DUE TO INCORRECT FUNCTIONING OF A MAIN STEAM ISOLATION VALVE | https://www.laka.org/english.html
Japan | 99 | SHIMANE-2 | 409 | 1990/12/4 | 33211 | 0 | -999 | 0 | -999 | REACTOR AUTOMATIC SHUTDOWN DUE TO MISOPERATION BY AN OPERATOR | https://www.laka.org/english.html
Japan | 99 | #N/A | -999 | 1991/2/9 | 33278 | 0 | -999 | -999 | -999 | Mihama-2 (Japan) (see 9.2.2.3) A steam generator tube rupture occurred at Mihama-2 pressurized water reactor. This was the first such incident in Japan where the emergency core cooling system was actuated. The utility investigated the rupture and found that it was a complete circumferential tube failure. The utility found that the failure due to high cycle fatigue caused by vibration. By design, all tubes in specific locations in the steam generator are supposed to be supported by anti-vibration bars. However, the subject tube was found not to be supported appropriately because of a reported "incorrect insertion" of the adjacent anti-vibration bars. | https://onlinelibrary.wiley.com/doi/full/10.1111/risa.12587
Japan | 99 | FUKUSHIMA-DAIICHI-2 | 362 | 1992/9/29 | 33876 | 0 | -999 | 0 | -999 | FUKUSHIMA-DAIICHI-2 | https://www.laka.org/english.html
Japan | 99 | FUGEN ATR | 360 | 1992/10/18 | 33895 | 0 | -999 | 0 | -999 | FUGEN ATR | https://www.laka.org/english.html
Japan | 99 | ONAGAWA-1 | 401 | 1994/12/11 | 34679 | 0 | -999 | 1 | -999 | REACTOR AUTOMATIC SHUTDOWN BY SIGNAL OF NUCLEAR INSTRUMENTATION SYSTEMSYSTEM | https://www.laka.org/english.html
Japan | 99 | MONJU | 395 | 1995/12/8 | 35041 | 0 | 15500 | 1 | -999 | Japan's only fast breeder reactor Monju suffers serious accident and fire caused by leaking sodium, reactor shutdown for 6 years while extensive repairs are carried out | https://onlinelibrary.wiley.com/doi/full/10.1111/risa.12587&https://www.laka.org/english.html
Japan | 99 | #N/A | -999 | 1997/11/3 | 35737 | 0 | -999 | 3 | -999 | At least 37 workers were expossed to elevated levels of radiation after a small explosion in the plant. A week after high levels of Calcium were detected 25 miles south-west of the plant | https://onlinelibrary.wiley.com/doi/full/10.1111/risa.12587
Japan | 99 | #N/A | -999 | 1999/6/18 | 36329 | 0 | 39.6 | 2 | -999 | Control rod malfunction set off uncontrolled nuclear reaction at Shika Nuclear Power Station鈥檚 Unit-1. | https://www.sciencedirect.com/science/article/pii/S0301421508000529#tbl2
Japan | 99 | TSURUGA-2 | 421 | 1999/7/12 | 36353 | 0 | -999 | 1 | -999 | Manual shutdown of Tsuruga Power Station Unit 2 | https://www.laka.org/english.html
Japan | 99 | #N/A | -999 | 1999/9/30 | 36433 | 2 | 62.1 | 4 | -999 | Workers at the Tokaimura uranium processing facility tried to save time by mixing uranium in buckets which killed two and injuring 1,200. | https://www.sciencedirect.com/science/article/pii/S0301421508000529#tbl2
Japan | 99 | #N/A | -999 | 2004/8/9 | 38208 | 5 | 10.7 | 1 | -999 | Steam explosion at Mihama Nuclear Power Plant killed 5 workers and injures dozens. | https://www.sciencedirect.com/science/article/pii/S0301421508000529#tbl2
Japan | 99 | Kashiwazaki-Kariwa | -999 | 2007/7/18 | 39281 | 0 | 2.1 | -999 | -999 | The Tokyo Electric Power Company's Kariwa nuclear plant damaged by a 6.8 magnitude earthquake leaked 1,192 litres of radioactive water into the Sea of Japan. | https://onlinelibrary.wiley.com/doi/full/10.1111/risa.12587
Japan | 99 | #N/A | -999 | 2008/7/4 | 39633 | 0 | 52.4 | -999 | -999 | Tokyo Electric Power Company No. 2 Kurihara Power Plant damaged by 7.2 magnitude earthquake resulted in cracked reactor cooling towers and spent fuel storage facilities and spilled 19 litres of radioactive wastewater. | https://onlinelibrary.wiley.com/doi/full/10.1111/risa.12587
Japan | 99 | #N/A | -999 | 2011/3/11 | 40613 | 573 | 166089 | 7 | 7.5 | An earthquake and tsunami caused emergency backup generators to fail at the Fukushima Daiichi nuclear power plant and reactors cracked as a result causing fire and meltdown. | https://onlinelibrary.wiley.com/doi/full/10.1111/risa.12587
Japan | 99 | FUKUSHIMA-DAIICHI-1 | 361 | 2011/3/12 | 40614 | #N/A | -999 | 5 | -999 | Abnormal rise of radioactive dosage value at site boundary (INES Level 4) | https://www.laka.org/english.html
Japan | 99 | FUKUSHIMA-DAIICHI | 361 | 2015/2/22 | 42057 | 0 | -999 | -999 | -999 | Possible Flow of Contaminated Water to the Outside of the Controlled Area | https://www.laka.org/english.html
Japan | 99 | FUKUSHIMA DAIICHI | 361 | 2013/8/19 | 41505 | #N/A | -999 | 3 | -999 | Contaminated water leakage from a water tank | https://www.laka.org/english.html
Japan | 99 | FUKUSHIMA-DAIICHI | 361 | 2015/5/29 | 42153 | 0 | -999 | -999 | -999 | Contaminated water being transferred to turbine building of unit 3 from 1000 tons notch tank was leaking from the cracked pressure hose | https://www.laka.org/english.html
Japan | 99 | FUKUSHIMA-DAIICHI | 361 | 2015/9/15 | 42262 | 0 | -999 | -999 | -999 | Leakages of water from the dikes in tank areas storing contaminated water | https://www.laka.org/english.html
Japan | 99 | FUKUSHIMA-DAIICHI | 361 | 2016/4/20 | 42480 | 0 | -999 | -999 | -999 | Leakage from Piping Transferring RO-Concentrated Water to G-6 Tank Area | https://www.laka.org/english.html
Kazakhstan | 101 | BN-350 | -999 | 1997/3/23 | 35512 | 0 | -999 | 0 | -999 | Leakage on thge feedwater recirculation pipeline of the steam-generator no. 1 | https://www.laka.org/english.html
Lithuania | 115 | IGNALINA-1 | 327 | 1990/9/18 | 33134 | 0 | -999 | 2 | -999 | SPURIOUS ACTUATION OF 2 MAIN SAFETY VALVES OUT OF TWELVE | https://www.laka.org/english.html
Lithuania | 115 | IGNALINA-2 | 328 | 1991/5/4 | 33362 | 0 | -999 | 3 | -999 | PERSONNEL OVEREXPOSURE DURING PRECOMMISSIONING OPERATIONS INVOLVING HOT CELL | https://www.laka.org/english.html
Lithuania | 115 | IGNALINA-1 | 327 | 1992/11/4 | 33912 | 0 | -999 | 0 | -999 | IGNALINA-1 | https://www.laka.org/english.html
Lithuania | 115 | IGNALINA-1 | 327 | 1994/1/18 | 34352 | 0 | -999 | 0 | -999 | REACTOR SHUTDOWN CAUSED BY THE LEAKAGE DETECTED IN ONE OF THE REACTOR BUILDING ROOMS | https://www.laka.org/english.html
Lithuania | 115 | IGNALINA-2 | 328 | 1994/1/27 | 34361 | 0 | -999 | 0 | -999 | MANUAL REACTOR SHUTDOWN CAUSED BY THE FAILURE OF THE MANUAL REACTOR CONTROL ROD SYSTEM | https://www.laka.org/english.html
Lithuania | 115 | IGNALINA-1 | 327 | 1995/11/12 | 35015 | 0 | -999 | 0 | -999 | AUTOMATIC REACTOR UNLOADING DUE TO TURBOGENERATOR TRIP BY OPERATOR | https://www.laka.org/english.html
Lithuania | 115 | IGNALINA-2 | 328 | 1995/11/22 | 35025 | 0 | -999 | 1 | -999 | AUTOMATIC REACTOR UNLOADING DUE TO SPURIOUS OPENINGS OF VALVES BETWEEN A GROUP OF ECCS PRESSURIZED TANKS AND REACTOR | https://www.laka.org/english.html
Lithuania | 115 | IGNALINA-2 | 328 | 1996/1/7 | 35071 | 0 | -999 | 0 | -999 | MANUAL REACTOR SHUTDOWN DUE TO LEAKAGE IN BLEED WATER RETURN PIPELINE | https://www.laka.org/english.html
Lithuania | 115 | IGNALINA-1 | 327 | 1996/2/9 | 35104 | 0 | -999 | 0 | -999 | REACTOR SHUTDOWN BY THE FAST-ACTING SCRAM SYSTEM DUE TO SPURIOUS SIGNALS OF INCREASED PRESSURE IN THE ISOLATION CONTROL VALVES ROOM | https://www.laka.org/english.html
Lithuania | 115 | IGNALINA-1 | 327 | 1998/3/3 | 35857 | 0 | -999 | 0 | -999 | Reactor trip resulting from fast acting scram system (FASS) actuation | https://www.laka.org/english.html
Mexico | 129 | LAGUNA VERDE-1 | 325 | 1992/5/28 | 33752 | 0 | -999 | 1 | -999 | A NON USUAL EVENT DUE TO THE LIBERATION OF GASES INSIDE THE PLANT | https://www.laka.org/english.html
Mexico | 129 | LAGUNA VERDE-1 | 325 | 1992/9/18 | 33865 | 0 | -999 | 1 | -999 | LAGUNA VERDE-1 | https://www.laka.org/english.html
Mexico | 129 | LAGUNA VERDE-1 | 325 | 1998/11/21 | 36120 | 0 | -999 | 2 | -999 | Fuel assembly drop during refuelling | https://www.laka.org/english.html
Mexico | 129 | LAGUNA VERDE-1 | 325 | 2002/7/12 | 37449 | 0 | -999 | 2 | -999 | Engineering Safety Feature Inoperative at Laguna Verde NPP-1 | https://www.laka.org/english.html
Mexico | 129 | LAGUNA VERDE-2 | 326 | 2010/10/22 | 40473 | 0 | -999 | 1 | -999 | Potential damage in riser pipe at Laguna Verde NPP U2 | https://www.laka.org/english.html
Mexico | 129 | LAGUNA VERDE-1 | 325 | 2010/12/2 | 40514 | 0 | -999 | 1 | -999 | Non Usual Event declared due to loss of outside power at Laguna Verde NPP U1 | https://www.laka.org/english.html
Mexico | 129 | LAGUNA VERDE-1 | 325 | 2011/1/15 | 40558 | 0 | -999 | 0 | -999 | Reactor trip due to failure in the Main Generator | https://www.laka.org/english.html
Mexico | 129 | LAGUNA VERDE-2 | 326 | 2011/1/19 | 40562 | 0 | -999 | 2 | -999 | Reactor trip due to high pressure in the reactor pressure vessel | https://www.laka.org/english.html
Netherlands | 140 | #N/A | -999 | 2013/9/26 | 41543 | 0 | -999 | 2 | -999 | Three out of six control rods were found to show deficiences, the plant had to shut down for 5 months | https://onlinelibrary.wiley.com/doi/full/10.1111/risa.12587
New Mexico | 212 | #N/A | -999 | 2014/2/14 | 41684 | 0 | 8.2 | -999 | -999 | Mine fire occured at salt hauling truck and required evacuation of the entire facility, extensive cleanup, and hospitalization of six workers for smoke inhalation and radiation exposure. | https://onlinelibrary.wiley.com/doi/full/10.1111/risa.12587
Pakistan | 151 | KANUPP | -999 | 1996/3/29 | 35153 | 0 | -999 | 0 | -999 | Power excursion and subsequent plant trip | https://www.laka.org/english.html
Pakistan | 151 | KANUPP | -999 | 1996/6/16 | 35232 | 0 | -999 | 0 | -999 | Fire incident in boiler room | https://www.laka.org/english.html
Pakistan | 151 | #N/A | -999 | 2011/10/19 | 40835 | 0 | -999 | 1 | -999 | The nuclear power plant imposed a seven-hour emergency after heavy water leaked from a feeder pipe to the reactor | https://onlinelibrary.wiley.com/doi/full/10.1111/risa.12587
Pakistan | 151 | CHASNUPP-1 (C-1) | -999 | 2014/5/4 | 41763 | 0 | -999 | 1 | -999 | Exposure to Worker in Excess of Administrative Limit | https://www.laka.org/english.html
Pakistan | 151 | KANUPP-1 | 320 | 2017/8/4 | 42951 | 0 | -999 | 2 | -999 | Overexposure of Workers after Moderator Heavy Water Leak from Bonnet Gasket of Moderator Storage Tank Outlet Valve | https://www.laka.org/english.html
Romania | 164 | CERNAVODA-1 | 314 | 2001/11/29 | 37224 | 0 | -999 | 1 | -999 | Loss of radioactive source Cs-137 included in a Beckman device | https://www.laka.org/english.html
Russia | 165 | #N/A | -999 | 1975/2/6 | 27431 | 3 | 11.4 | 4 | -999 | The secondary cooling circuit of Unit 1 ruptured, releasing contaminated water into the environment | https://onlinelibrary.wiley.com/doi/full/10.1111/risa.12587
Russia | 165 | #N/A | -999 | 1975/11/30 | 27728 | 0 | 99.5 | 4 | -999 | A fuel channel in Unit 1 suffered a loss of coolant, resulting in the degradation of a nuclear fuel assembly that led to a significant release of radiation lasting for one month | https://onlinelibrary.wiley.com/doi/full/10.1111/risa.12587
Russia | 165 | SMOLENSK-2 | 312 | 1990/7/22 | 33076 | 0 | -999 | 1 | -999 | LOSS OF POWER SUPPY TO REACTOR COOLANT PUMPS DUE TO 6 KV CABLE FIRE | https://www.laka.org/english.html
Russia | 165 | SMOLENSK-3 | 313 | 1990/12/6 | 33213 | 0 | -999 | 1 | -999 | TURBINE SJAES STEAMING DUE TO PLANT PERSONNEL ERROR | https://www.laka.org/english.html
Russia | 165 | NOVOVORONEZH-5 | 306 | 1991/1/11 | 33249 | 0 | -999 | 1 | -999 | UNIT SHUTDOWN DUE TO SG-4 PULSE LINE RUPTURE | https://www.laka.org/english.html
Russia | 165 | KURSK-4 | 293 | 1991/2/21 | 33290 | 0 | -999 | 0 | -999 | UNIT SHUTDOWN DUE TO COOLANT LEAK IN RCP AUXILIARY PIPELINE | https://www.laka.org/english.html
Russia | 165 | LENINGRAD-3 | 298 | 1991/3/28 | 33325 | 0 | -999 | 0 | -999 | UNIT SHUTDOWN DUE TO SHORT CIRCUIT IN THE AUXILIARY POWER TRANSFORMER AND LEAKING OIL FIRE | https://www.laka.org/english.html
Russia | 165 | KOLA-2 | 285 | 1991/3/31 | 33328 | 0 | -999 | 1 | -999 | WRONG POSITIONING OF THE FUEL ASSEMBLY WHILE PERFORMING FUEL ROD CLADDING INTEGRITY TEST | https://www.laka.org/english.html
Russia | 165 | KOLA-3 | 286 | 1991/5/16 | 33374 | 0 | -999 | 2 | -999 | FAILURE OF SAFETY SYSTEM TRAIN WHILE ROUTINE TESTING | https://www.laka.org/english.html
Russia | 165 | KALININ-2 | 281 | 1991/6/1 | 33390 | 0 | -999 | 1 | -999 | UNIT SHUTDOWN DUE TO PERSONNEL ERRORS AND DAMAGE TO RCP 6 KV BREAKER | https://www.laka.org/english.html
Russia | 165 | BILIBINO GEN | -999 | 1991/7/10 | 33429 | 0 | -999 | 3 | -999 | #N/A | https://www.laka.org/english.html
Russia | 165 | SMOLENSK-2 | 312 | 1991/7/22 | 33441 | 0 | -999 | 3 | -999 | #N/A | https://www.laka.org/english.html
Russia | 165 | NOVOVORONEZH-4 | 305 | 1991/10/25 | 33536 | 0 | -999 | 2 | -999 | BORATED WATER STORAGE TANK LEVEL REDUCTION TO 180 M3 | https://www.laka.org/english.html
Russia | 165 | SMOLENSK-3 | 313 | 1991/12/6 | 33578 | 0 | -999 | 1 | -999 | DEVIATION FROM THE NORMAL ON-LOAD REFUELING REGIME DUE TO FUEL ASSEMBLY SEPARATION FROM THE CONNECTING BAR | https://www.laka.org/english.html
Russia | 165 | LENINGRAD-3 | 298 | 1992/3/24 | 33687 | 0 | -999 | 2 | -999 | UNIT SHUTDOWN DUE TO DEPRESSURIZATION OF ONE FUEL CHANNEL | https://www.laka.org/english.html
Russia | 165 | KOLA-2 | 285 | 1992/4/16 | 33710 | 0 | -999 | 1 | -999 | DEGRADED WATER CHEMISTRY IN THE PRIMARY CIRCUIT DUE TO CEMENT MORTAR INGRESS INTO THE BORATED WATER STORAGE TANK | https://www.laka.org/english.html
Russia | 165 | KOLA-3 | 286 | 1992/5/27 | 33751 | 0 | -999 | 1 | -999 | UNIT SCRAM DUE TO INADVERTENT ACTUATION OF PRESSURIZER PILOT RELIEF VALVE | https://www.laka.org/english.html
Russia | 165 | BALAKOVO-2 | 268 | 1992/7/6 | 33791 | 0 | -999 | 1 | -999 | FAILURE OF TWO DIESEL GENERATORS WHILE ROUTINE TESTING DURING UNIT MAINTENANCE | https://www.laka.org/english.html
Russia | 165 | KOLA-1 | 284 | 1992/8/12 | 33828 | 0 | -999 | 0 | -999 | UNIT SCRAM DUE TO SHORT-TIME DEENERGIZATION OF AUXILIARY POWER BUSES | https://www.laka.org/english.html
Russia | 165 | KOLA-3 | 286 | 1992/9/12 | 33859 | 0 | -999 | 0 | -999 | KOLA-3 | https://www.laka.org/english.html
Russia | 165 | BELOYARSKY-3(BN-600) | -999 | 1992/10/7 | 33884 | 0 | -999 | 1 | -999 | RADIOACTIVE CONTAMINATION OF THE UNIT ROOMS DUE TO REACTOR COOLANT LEAK IN THE AUXILIARY SYSTEM | https://www.laka.org/english.html
Russia | 165 | KOLA-1 | 284 | 1992/11/17 | 33925 | 0 | -999 | 2 | -999 | KOLA-1 | https://www.laka.org/english.html
Russia | 165 | KALININ-1 | 280 | 1992/11/23 | 33931 | 0 | -999 | 0 | -999 | UNIT SCRAM DUE TO OPERATIONAL OCCURRENCE IN RCP COMPONENT COOLING CIRCUIT | https://www.laka.org/english.html
Russia | 165 | BELOYARSKY-3(BN-600) | -999 | 1992/12/23 | 33961 | 0 | -999 | 2 | -999 | RADIOACTIVITY RELEASE OUTSIDE LIQUID RADWASTE STORAGE BOUNDARY | https://www.laka.org/english.html
Russia | 165 | #N/A | -999 | 1993/4/6 | 34065 | 0 | 51.4 | 4 | 4.8 | Ice condenser containment systems failed at Indiana Michigan Power Company鈥檚 D.C. Cook Units 1 and 2. | https://www.sciencedirect.com/science/article/pii/S0301421508000529#tbl2
Russia | 165 | LENINGRAD-1 | 296 | 1994/2/22 | 34387 | 0 | -999 | 0 | -999 | LEAKAGE OF FEEDWATER THROUGH WELDED JOINT OF A NB 76 PIPELINE CONNECTING ECCS HEADER WITH DISTRIBUTION GROUP HEADER | https://www.laka.org/english.html
Russia | 165 | KOLA-2 | 285 | 1994/3/3 | 34396 | 0 | -999 | 2 | -999 | COOLANT LEAK FROM THE AUXILIARY PRIMARY CIRCUIT CLEANUP SYSTEM DURING COOLDOWN OF THE PRIMARY CIRCUIT | https://www.laka.org/english.html
Russia | 165 | KOLA-3 | 286 | 1994/3/6 | 34399 | 0 | -999 | 0 | -999 | DEPRESSURIZATION OF CONTROL ROD HOUSING DISCOVERED DURING ROUTINE INSPECTION | https://www.laka.org/english.html
Russia | 165 | SMOLENSK-1 | 311 | 1995/9/13 | 34955 | 0 | -999 | 0 | -999 | UNIT SCRAM DUE TO BLOWHOLE IN EMERGENCY REACTOR COOLING SYSTEM(ECCS) PIPE | https://www.laka.org/english.html
Russia | 165 | KURSK-4 | 293 | 1995/11/21 | 35024 | 0 | -999 | 2 | -999 | PERSONNEL OVEREXPOSURE DURING FUEL ASSEMBLY EXTRACTION | https://www.laka.org/english.html
Russia | 165 | #N/A | -999 | 1997/6/17 | 35598 | 1 | 0 | -999 | -999 | Technican died from criticality incident at Arzamas-16 Nuclear Centre | https://onlinelibrary.wiley.com/doi/full/10.1111/risa.12587
Russia | 165 | BILIBINO UNIT D | -999 | 1998/3/14 | 35868 | 0 | -999 | 2 | -999 | Radiation overexposure of personnel while performing refuellig activities | https://www.laka.org/english.html
Russia | 165 | BELOYARSKY-3(BN-600) | -999 | 2000/9/9 | 36778 | 0 | -999 | 0 | -999 | Beloyarsk NPP Unit 3 scram due to events in the operation of the Urals power system | https://www.laka.org/english.html
Russia | 165 | #N/A | -999 | 2009/8/27 | 40052 | 0 | 127.3 | -999 | -999 | A cracked discharge accumulator and malfunctioning feed pump forced the Leningrad Nuclear Power Plant reactor number 3 to close for extended repairs. | https://onlinelibrary.wiley.com/doi/full/10.1111/risa.12587
Russia | 165 | KOLA-3 | 286 | 1991/12/7 | 33579 | 0 | -999 | 0 | -999 | DAMAGE TO RCP MAIN THRUST BEARING WHILE PREPARING PRIMARY FOR HYDROTEST | https://www.laka.org/english.html
Scotland | 211 | #N/A | -999 | 1967/5/2 | 24594 | 0 | 87.7 | 4 | -999 | Fuel rod caught fire and caused partial meltdown at the Chaplecross Magnox nuclear power station. | https://www.sciencedirect.com/science/article/pii/S0301421508000529#tbl2
Slovakia | 176 | BOHUNICE-2 | 257 | 1991/1/15 | 33253 | 0 | -999 | 2 | -999 | FIRE OF BUSES OF SECOND CATEGORY OF RELIABILITY BUSES | https://www.laka.org/english.html
Slovakia | 176 | BOHUNICE-1 | 256 | 1991/5/12 | 33370 | 0 | -999 | 3 | -999 | RELEASE OF ACTIVE LIQUID FROM STORAGE TANK | https://www.laka.org/english.html
Slovakia | 176 | BOHUNICE-1 | 256 | 1991/9/20 | 33501 | 0 | -999 | 1 | -999 | #N/A | https://www.laka.org/english.html
Slovakia | 176 | BOHUNICE-2 | 257 | 1992/4/22 | 33716 | 0 | -999 | 1 | -999 | INTERVENTION OF AUTOMATIC POWER CONTROL (APC) DUE TO SPURIOUS SIGNAL | https://www.laka.org/english.html
Slovakia | 176 | BOHUNICE-3 | 258 | 1992/6/3 | 33758 | 0 | -999 | 1 | -999 | DIESEL GENERATOR START FAILURE | https://www.laka.org/english.html
Slovakia | 176 | BOHUNICE-3 | 258 | 1992/10/18 | 33895 | 0 | -999 | 1 | -999 | VIOLATION OF CHEMICAL REGIME OF STEAM GENERATOR FEED WATER (SGFW) | https://www.laka.org/english.html
Slovakia | 176 | BOHUNICE-2 | 257 | 1992/12/9 | 33947 | 0 | -999 | 1 | -999 | EXCEEDING OF CL-CONCENTRATION IN PRIMARY CIRCUIT WATER | https://www.laka.org/english.html
Slovakia | 176 | BOHUNICE-2 | 257 | 1995/4/27 | 34816 | 0 | -999 | 0 | -999 | REACTOR SCRAM DUE TO A REACTOR PROTECTION SPURIOUS SIGNAL | https://www.laka.org/english.html
Slovakia | 176 | BOHUNICE-4 | 259 | 1995/6/20 | 34870 | 0 | -999 | 0 | -999 | REACTOR SCRAM DURING INSPECTION OF GROUND CONNECTION | https://www.laka.org/english.html
Slovakia | 176 | BOHUNICE-4 | 259 | 1996/4/15 | 35170 | 0 | -999 | 1 | -999 | Penetration of primary coolant and low level contamination of hermetic box | https://www.laka.org/english.html
Slovakia | 176 | BOHUNICE-4 | 259 | 2000/6/15 | 36692 | 0 | -999 | 1 | -999 | Unplanned exposure of workers | https://www.laka.org/english.html
Slovenia | 177 | KRSKO | 254 | 1992/2/5 | 33639 | 0 | -999 | -999 | -999 | STEAM LEAK AT HIGH PRESSURE TURBINE CAP | https://www.laka.org/english.html
Slovenia | 177 | KRSKO | 254 | 1992/5/10 | 33734 | 0 | -999 | 0 | -999 | STEAM GENERATOR TUBE LEAK | https://www.laka.org/english.html
Slovenia | 177 | KRSKO | 254 | 1992/11/10 | 33918 | 0 | -999 | 0 | -999 | KRSKO | https://www.laka.org/english.html
Slovenia | 177 | KRSKO | 254 | 1995/3/30 | 34788 | 0 | -999 | 0 | -999 | UNIT SCRAM FOLLOWING THE LOSS OF OFF-SITE POWER | https://www.laka.org/english.html
Slovenia | 177 | KRSKO | 254 | 1995/6/2 | 34852 | 0 | -999 | 1 | -999 | TURBINE/REACTOR TRIP CAUSED BY AN ERROR IN THE EH CONTROL SYSTEM OF THE TURBINE GENERATOR | https://www.laka.org/english.html
Slovenia | 177 | KRSKO | 254 | 1995/9/25 | 34967 | 0 | -999 | 0 | -999 | INADVERTENT CLOSURE OF MSIV GENERATED SI SIGNAL FOLLOWED BY REACTOR TRIP | https://www.laka.org/english.html
Slovenia | 177 | KRSKO | 254 | 1995/12/13 | 35046 | 0 | -999 | 0 | -999 | SMALL RADIOACTIVITY RELEASE | https://www.laka.org/english.html
Slovenia | 177 | KRSKO | 254 | 1996/8/14 | 35291 | 0 | -999 | 0 | -999 | Reactor trip caused by blown fuses | https://www.laka.org/english.html
Slovenia | 177 | KRSKO | 254 | 1997/1/1 | 35431 | 0 | -999 | 0 | -999 | Inadvertent closure of the MSIV caused safety injection and plant trip | https://www.laka.org/english.html
Slovenia | 177 | KRSKO | 254 | 1997/5/17 | 35567 | 0 | -999 | 0 | -999 | Loss of the residual heat removal system during refueling | https://www.laka.org/english.html
Slovenia | 177 | KRSKO | 254 | 1998/8/31 | 36038 | 0 | -999 | 0 | -999 | Reactor trip breaker train B undervoltage card damage | https://www.laka.org/english.html
Slovenia | 177 | KRSKO | 254 | 1999/6/8 | 36319 | 0 | -999 | 0 | -999 | Malfunction of the feedwater control valve caused reactor trip | https://www.laka.org/english.html
Slovenia | 177 | KRSKO | 254 | 2002/2/25 | 37312 | 0 | -999 | 0 | -999 | Shutdown of the plant due to high temperature of the RCP motor bearing. | https://www.laka.org/english.html
Slovenia | 177 | KRSKO | 254 | 2003/8/27 | 37860 | 0 | -999 | 0 | -999 | Unexpected closure of the main steam line isolation valve caused reactor trip | https://www.laka.org/english.html
Slovenia | 177 | KRSKO | 254 | 2008/6/4 | 39603 | 0 | 11.8 | 0 | -999 | Regulators shut down the Krsko nuclear power plant after the primary cooling system malfunctioned and coolant spilled into the reactor core. | https://onlinelibrary.wiley.com/doi/full/10.1111/risa.12587&https://www.laka.org/english.html
Slovenia | 177 | KRSKO | 254 | 1992/7/24 | 33809 | 0 | -999 | 0 | -999 | TURBINE/REACTOR TRIP ON SG 2 HIGH LEVEL | https://www.laka.org/english.html
Slovenia | 177 | KRSKO | 254 | 2013/10/8 | 41555 | 0 | -999 | 0 | -999 | Discovery of damaged fuel rods during unloading and fuel inspections | https://onlinelibrary.wiley.com/doi/full/10.1111/risa.12587
South Africa | 180 | KOEBERG-1 | 252 | 1997/5/2 | 35552 | 0 | -999 | 2 | -999 | Workers receive dose exceeding statutory annual dose limit | https://www.laka.org/english.html
South Africa | 180 | KOEBERG-1 | 252 | 2005/12/5 | 38691 | 0 | -999 | 2 | -999 | Both low head safety injection motors declared inoperable because of insufficient motor cooling water flow | https://www.laka.org/english.html
South Korea | 105 | YONGGWANG-2 | -999 | 1992/8/9 | 33825 | 0 | -999 | 0 | -999 | REACTOR SHUTDOWN DUE TO LIGHTNING | https://www.laka.org/english.html
South Korea | 105 | YONGGWANG-2 | -999 | 1992/9/16 | 33863 | 0 | -999 | 0 | -999 | REACTOR TRIP DUE TO STEAM GENERATOR HIGH HIGH LEVEL SIGNAL | https://www.laka.org/english.html
South Korea | 105 | KORI-3 | 343 | 1992/10/18 | 33895 | 0 | -999 | 0 | -999 | REACTOR TRIP DUE TO FAST CLOSURE OF MAIN FEED ISOLATION VALVES (MFIV) | https://www.laka.org/english.html
South Korea | 105 | KORI 1 | -999 | 1992/10/28 | 33905 | 0 | -999 | 0 | -999 | REACTOR TRIP DUE TO GENERATOR TRIP CAUSED BY ACTIVATION OF GENERATOR PROTECTION RELAY | https://www.laka.org/english.html
South Korea | 105 | KORI-3 | 343 | 1992/11/3 | 33911 | 0 | -999 | 0 | -999 | REACTOR TRIP DUE TO FAST CLOSURE OF MAIN STEAM ISOLATION VALVE (MSIV) | https://www.laka.org/english.html
South Korea | 105 | KORI-2 | 342 | 1992/11/10 | 33918 | 0 | -999 | 0 | -999 | REACTOR TRIP DUE TO FLUCTUATION OF PRESSURE IN MOISTURE SEPARATOR AND REHEATER (MSR) DRAIN TANK | https://www.laka.org/english.html
South Korea | 105 | ULCHIN-1 | -999 | 1992/11/23 | 33931 | 0 | -999 | 0 | -999 | REACTOR TRIP DUE TO TROUBLE OF DISCONNECTOR SWITCH IN SWITCH YARD | https://www.laka.org/english.html
South Korea | 105 | KORI-3 | 343 | 1992/12/6 | 33944 | 0 | -999 | 0 | -999 | REACTOR TRIP DUE TO TURBINE TRIP CAUSED BY STEAM GENERATOR LEVEL "HI-HI" SIGNAL | https://www.laka.org/english.html
South Korea | 105 | KORI-4 | 344 | 1992/12/10 | 33948 | 0 | -999 | 0 | -999 | REACTOR TRIP DUE TO FAST CLOSURE OF MAIN FEEDWATER ISOLATION VALVE (MFIV) CAUSED BY MALFUNCTION OF LOGIC CIRCUIT | https://www.laka.org/english.html
South Korea | 105 | YONGGWANG-2 | -999 | 1992/12/15 | 33953 | 0 | -999 | 0 | -999 | REACTOR TRIP DUE TO GROUNDING OF POWER SUPPLY OF CONTROL RODS | https://www.laka.org/english.html
South Korea | 105 | KORI-2 | 342 | 1992/12/21 | 33959 | 0 | -999 | 0 | -999 | REACTOR TRIP DUE TO MAIN CONDENSER VACUUM LOW SIGNAL | https://www.laka.org/english.html
South Korea | 105 | KORI-4 | 344 | 1994/1/11 | 34345 | 0 | -999 | 0 | -999 | REACTOR TRIP DUE TO FAST CLOSURE OF MAIN STEAM ISOLATION VALVE (MSIV) | https://www.laka.org/english.html
South Korea | 105 | ULCHIN-2 | -999 | 1994/5/23 | 34477 | 0 | -999 | 0 | -999 | REACTOR TRIP DUE TO FAILURE OF MAIN FEEDWATER CONTROL VALVE (MFCV) | https://www.laka.org/english.html
South Korea | 105 | KORI-2 | 342 | 1995/2/25 | 34755 | 0 | -999 | 0 | -999 | SAFETY INJECTION DUE TO PRESSURIZER SPRAY VALVE STACK | https://www.laka.org/english.html
South Korea | 105 | YONGGWANG-2 | -999 | 1995/3/8 | 34766 | 0 | -999 | 0 | -999 | REACTOR TRIP DUE TO ACTUATION OF GROUND FAULT RELAY | https://www.laka.org/english.html
South Korea | 105 | KORI-3 | 343 | 1995/4/3 | 34792 | 0 | -999 | 0 | -999 | REACTOR TRIP DUE TO MAIN FEEDWATER PUMPS STOP | https://www.laka.org/english.html
South Korea | 105 | YONGGWANG-3 | -999 | 1995/4/27 | 34816 | 0 | -999 | 0 | -999 | REACTOR TRIP DUE TO FEEDWATER CONTROL VALVE CLOSURE | https://www.laka.org/english.html
South Korea | 105 | YONGGWANG-1 | -999 | 1995/7/13 | 34893 | 0 | -999 | 0 | -999 | SAFETY INJECTION DUE TO MAIN STEAM LINE LOW PRESSURE | https://www.laka.org/english.html
South Korea | 105 | YONGGWANG-3 | -999 | 1995/8/7 | 34918 | 0 | -999 | 0 | -999 | REACTOR TRIP DUE TO MALFUNCTION OF OPTICAL ISOLATOR | https://www.laka.org/english.html
South Korea | 105 | KORI 1 | -999 | 1995/8/16 | 34927 | 0 | -999 | 0 | -999 | REACTOR TRIP DUE TO PRESSURE DROP OF INSTRUMENT AIR | https://www.laka.org/english.html
South Korea | 105 | ULCHIN-1 | -999 | 1995/8/22 | 34933 | 0 | -999 | 0 | -999 | REACTOR TRIP DUE TO LOSS OF 48V DC CONTROL POWER | https://www.laka.org/english.html
South Korea | 105 | ULCHIN-2 | -999 | 1995/9/13 | 34955 | 0 | -999 | 0 | -999 | REACTOR TRIP DUE TO FLUCTUATION OF LUBRICANT OIL PRESSURE IN TURBINE PROTECTION SYSTEM | https://www.laka.org/english.html
South Korea | 105 | WOLSONG-3 | 357 | 1995/9/24 | 34966 | 0 | -999 | 0 | -999 | MANUAL REACTOR TRIP DUE TO FAILURE OF DRAIN VALVE IN AUTOCLAVE CIRCUIT | https://www.laka.org/english.html
South Korea | 105 | KORI-2 | 342 | 1995/11/27 | 35030 | 0 | -999 | 0 | -999 | REACTOR TRIP DUE TO ACTUATION OF MAIN GENERATOR PROTECTION RELAY | https://www.laka.org/english.html
South Korea | 105 | YONGGWANG-1 | -999 | 1996/1/23 | 35087 | 0 | -999 | 0 | -999 | Reactor trip due to spurious signal generated by mistake of worker | https://www.laka.org/english.html
South Korea | 105 | ULCHIN-1 | -999 | 1996/2/2 | 35097 | 0 | -999 | 0 | -999 | Reactor trip due to degradation of photoresistic cell in the main feedwater control system | https://www.laka.org/english.html
South Korea | 105 | YONGGWANG-3 | -999 | 1996/2/13 | 35108 | 0 | -999 | 0 | -999 | REACTOR COOLANT SPILLAGE DURING OVERHAUL | https://www.laka.org/english.html
South Korea | 105 | KORI 1 | -999 | 1996/3/30 | 35154 | 0 | -999 | 0 | -999 | Reactor trip due to actuation of sensitive relay influenced by starting current | https://www.laka.org/english.html
South Korea | 105 | ULCHIN-1 | -999 | 1996/4/25 | 35180 | 0 | -999 | 0 | -999 | Reacotr trip due to steam generator level high signal | https://www.laka.org/english.html
South Korea | 105 | YONGGWANG-4 | -999 | 1996/5/15 | 35200 | 0 | -999 | 0 | -999 | Reactor trip due to steam generator level low signal | https://www.laka.org/english.html
South Korea | 105 | KORI-2 | 342 | 1996/6/18 | 35234 | 0 | -999 | 0 | -999 | Reactor trip due to steam generator level low-low signal | https://www.laka.org/english.html
South Korea | 105 | YONGGWANG-4 | -999 | 1996/6/19 | 35235 | 0 | -999 | 0 | -999 | Reactor trip due to the malfunction of optical isolator | https://www.laka.org/english.html
South Korea | 105 | WOLSONG-3 | 357 | 1996/7/12 | 35258 | 0 | -999 | 0 | -999 | Manual shutdown for repairing the fueling machine | https://www.laka.org/english.html
South Korea | 105 | YONGGWANG-2 | -999 | 1996/8/7 | 35284 | 0 | -999 | 0 | -999 | Manual shutdown for repairing the steam generator tube leak | https://www.laka.org/english.html
South Korea | 105 | ULCHIN-1 | -999 | 1996/8/11 | 35288 | 0 | -999 | 0 | -999 | Manual shutdown for repairing of main condenser tube | https://www.laka.org/english.html
South Korea | 105 | ULCHIN-2 | -999 | 1996/9/14 | 35322 | 0 | -999 | 0 | -999 | Blockage of sea water screen by jellyfish | https://www.laka.org/english.html
South Korea | 105 | ULCHIN-4 | -999 | 2002/4/5 | 37351 | 0 | -999 | 1 | -999 | Steam Generator Tube Failure | https://www.laka.org/english.html
South Korea | 105 | YONGGWANG-5 | -999 | 2003/12/23 | 37978 | 0 | -999 | 1 | -999 | Contamination of Demineralized Water System & Uncontrolled Minor Radioactivity Release | https://www.laka.org/english.html
South Korea | 105 | SHINKORI-1 | -999 | 2010/9/17 | 40438 | 0 | -999 | 2 | -999 | Inadvertent Containment Spray of Reactor Coolant | https://www.laka.org/english.html
South Korea | 105 | KORI-1 | 341 | 2012/2/9 | 40948 | 0 | -999 | 2 | -999 | Loss of shutdown cooling due to station blackout during refueling outage | https://www.laka.org/english.html
South Korea | 105 | #N/A | -999 | 2012/9/1 | 41153 | 0 | -999 | 2 | -999 | Station blackout occurred when back up generator failed to start while primary generator was out of service for maintenance | https://onlinelibrary.wiley.com/doi/full/10.1111/risa.12587
Spain | 182 | #N/A | -999 | 1989/12/19 | 32861 | 0 | 930.9 | 3 | -999 | A fire at one of its turbines caused the malfunction of safety systems at the Vandell貌s Nuclear Power Plant and forced one of its 508 MWe units to permanently shut down. | https://onlinelibrary.wiley.com/doi/full/10.1111/risa.12587
Spain | 182 | VANDELLOS-2 | 251 | 1990/7/7 | 33061 | 0 | -999 | 1 | -999 | REACTOR COOLANT LEAK ON REACTOR TEMPERATURE DETECTOR | https://www.laka.org/english.html
Spain | 182 | TRILLO-1 | 249 | 1992/1/31 | 33634 | 0 | -999 | 2 | -999 | DETECTION OF A DESIGN ERROR INTHE LEVEL INSTRUMENTATION IN THE ANNULUS OUTSIDE THE CONTAINMENT SPHERE (BETWEEN THE SPHERE AND THE CONTAINMENT BUILDING) | https://www.laka.org/english.html
Spain | 182 | ALMARAZ-1 | 242 | 1992/12/24 | 33962 | 0 | -999 | 0 | -999 | FIRE IN ELECTRIC TRANSFORMER | https://www.laka.org/english.html
Spain | 182 | JOSE CABRERA-1 (ZORITA) | -999 | 1994/1/18 | 34352 | 0 | -999 | 1 | -999 | CRACK IN CONTROL ROD HOUSING | https://www.laka.org/english.html
Spain | 182 | ALMARAZ-1 | 242 | 1994/12/4 | 34672 | 0 | -999 | 0 | -999 | LEAKAGE IN MANUAL VALVE INTO TECHNICAL SPECIFICATIONS | https://www.laka.org/english.html
Spain | 182 | VANDELLOS-1 | 250 | 1996/2/28 | 35123 | 0 | -999 | 1 | -999 | Internal Contamination of Several Workers While Cleaning up Equipment | https://www.laka.org/english.html
Spain | 182 | ASCO-1 | 244 | 1996/7/12 | 35258 | 0 | -999 | 1 | -999 | Degradation of essential service water (ES'W) for a year due to a defficient design modification | https://www.laka.org/english.html
Spain | 182 | ALMARAZ-2 | 243 | 1997/1/17 | 35447 | 0 | -999 | 1 | -999 | Slow insertion of control rods | https://www.laka.org/english.html
Spain | 182 | VANDELLOS-1 | 250 | 1997/3/26 | 35515 | 0 | -999 | 1 | -999 | Worker contamination for AM-241 inhalation when manipulating a radiation detector | https://www.laka.org/english.html
Spain | 182 | TRILLO-1 | 249 | 1999/1/28 | 36188 | 0 | -999 | 1 | -999 | Loss of reactor annulus integrity | https://www.laka.org/english.html
Spain | 182 | VANDELLOS-2 | 251 | 2004/8/25 | 38224 | 0 | -999 | 2 | -999 | Circumferential break of Essential Service Water (ESW) hatch neck pipe | https://www.laka.org/english.html
Spain | 182 | ASCO-1 | 244 | 2008/4/4 | 39542 | 0 | -999 | 2 | -999 | RADIACTIVE PARTICLES FOUNDED IN ASCÓ NPP SITE | https://www.laka.org/english.html
Sweden | 192 | OSKARSHAMN-1 | 6 | 1990/10/1 | 33147 | 0 | -999 | 1 | -999 | FAULTY WELD DETECTED ON PRIMARY CIRCUIT | https://www.laka.org/english.html
Sweden | 192 | RINGHALS-2 | 10 | 1991/5/28 | 33386 | 0 | -999 | 1 | -999 | FUEL ASSEMBLY TILTED OVER DURING CORE LOADING | https://www.laka.org/english.html
Sweden | 192 | OSKARSHAMN-2 | 7 | 1991/8/14 | 33464 | 0 | -999 | 1 | -999 | #N/A | https://www.laka.org/english.html
Sweden | 192 | BARSEBECK-2 | 2 | 1991/9/8 | 33489 | 0 | -999 | 1 | -999 | #N/A | https://www.laka.org/english.html
Sweden | 192 | FORSMARK-2 | 4 | 1991/9/10 | 33491 | 0 | -999 | 1 | -999 | #N/A | https://www.laka.org/english.html
Sweden | 192 | RINGHALS-4 | 12 | 1991/9/18 | 33499 | 0 | -999 | 1 | -999 | #N/A | https://www.laka.org/english.html
Sweden | 192 | RINGHALS-2 | 10 | 1992/6/1 | 33756 | 0 | -999 | 0 | -999 | REPAIR OF REACTOR PRESSURE VESSEL HEAD PENETRATION | https://www.laka.org/english.html
Sweden | 192 | BARSEBECK-2 | 2 | 1992/7/28 | 33813 | 0 | -999 | 2 | -999 | CLOGGED PUMP SUCTION STRAINERS IN THE WET WELL POOL | https://www.sciencedirect.com/science/article/pii/S0301421508000529#tbl2
Sweden | 192 | RINGHALS-1 | 9 | 1992/8/17 | 33833 | 0 | -999 | 0 | -999 | CRACKS IN FEED WATER NOZZLES | https://www.laka.org/english.html
Sweden | 192 | BARSEBECK-2 | 2 | 1992/10/12 | 33889 | 0 | -999 | 1 | -999 | IMPENETRABILITY TEST OF CONTAINMENT NOT APPROVED | https://www.laka.org/english.html
Sweden | 192 | RINGHALS-2 | 10 | 1992/12/8 | 33946 | 0 | -999 | 1 | -999 | INCORRECT CONNECTION OF CABLES TO RELAYS IN SAFETY SYSTEMS | https://www.laka.org/english.html
Sweden | 192 | RINGHALS-1 | 9 | 1993/1/23 | 33992 | 0 | -999 | 0 | -999 | INSUFFICIENT CONTROL ROD FUNCTION DURING HOT START UP TEST | https://www.laka.org/english.html
Sweden | 192 | OSKARSHAMN-1 | 6 | 1993/2/24 | 34024 | 0 | -999 | 1 | -999 | CRACKS IN PIPEBENDS (ELBOWS) IN THE RESIDUAL HEAT REMOVAL SYSTEM | https://www.laka.org/english.html
Sweden | 192 | RINGHALS-1 | 9 | 1993/2/28 | 34028 | 0 | -999 | 0 | -999 | MINOR LEAKAGE IN A 32 MM VALVE BONNET SEAL | https://www.laka.org/english.html
Sweden | 192 | RINGHALS-2 | 10 | 1994/4/18 | 34442 | 0 | -999 | 1 | -999 | INCORRECT SAFEGUARD REPORTING | https://www.laka.org/english.html
Sweden | 192 | OSKARSHAMN-1 | 6 | 1995/1/1 | 34700 | 0 | -999 | 0 | -999 | CRACKS IN THE REACTOR CORE SHROUD IN THE LID OF THE SHROUD AND IN REACTOR VESSEL INTERNALS | https://www.laka.org/english.html
Sweden | 192 | RINGHALS-3 | 11 | 1995/2/12 | 34742 | 0 | -999 | 1 | -999 | NOT FULLY INSERTED CONTROL RODS | https://www.laka.org/english.html
Sweden | 192 | OSKARSHAMN-1 | 6 | 1995/3/31 | 34789 | 0 | -999 | 0 | -999 | CRACKS IN PUMP AND VALVE CASINGS | https://www.laka.org/english.html
Sweden | 192 | RINGHALS-2 | 10 | 1995/4/9 | 34798 | 0 | -999 | 0 | -999 | UNSUCCESSFUL SWITCH OVER FROM 400 KV TO 130 KV | https://www.laka.org/english.html
Sweden | 192 | RINGHALS-2 | 10 | 1995/5/28 | 34847 | 0 | -999 | 1 | -999 | ROUTINE SURVEILLANCE REVEALS: STEAM GENERATOR SAFETY VALVES OPEN AT HIGHER PRESSURE THAN SPECIFIED AT THE RINGHALS 2. 3 AND 4 PWRS | https://www.laka.org/english.html
Sweden | 192 | BARSEBECK-1 | 1 | 1995/7/10 | 34890 | 0 | -999 | 1 | -999 | UNINTENTIONAL RELEASE TO THE SEA OF A MINOR AMOUNT OF SLIGHTLYCONTAMINATED WATER | https://www.laka.org/english.html
Sweden | 192 | FORSMARK-2 | 4 | 1995/7/15 | 34895 | 0 | -999 | 1 | -999 | ONE CLOSED VALVE IN THE CONTAINMENT PRESSURE RELIEF LINE TO THE ATMOSPHERE AND TWO CLOSED VALVES IN THE VENTING LINE TO THE EMERGENCY FILTER | https://www.laka.org/english.html
Sweden | 192 | OSKARSHAMN-1 | 6 | 1995/8/26 | 34937 | 0 | -999 | 1 | -999 | DESIGN DEFICIENCIES IN DIESEL GENERATORS FOUND DURING EXTENDED TESTING | https://www.laka.org/english.html
Sweden | 192 | RINGHALS-4 | 12 | 1995/11/15 | 35018 | 0 | -999 | 1 | -999 | DEVIATION FROM TECHNICAL SPECIFICATIONS | https://www.laka.org/english.html
Sweden | 192 | OSKARSHAMN-1 | 6 | 1996/1/21 | 35085 | 0 | -999 | 1 | -999 | A PART OF THE RESIDUAL HEAT REMOVAL SYSTEM - THE AUXILIARY CONDENSER - TEMPORARILY NOT AVAILABLE | https://www.laka.org/english.html
Sweden | 192 | OSKARSHAMN-1 | 6 | 1996/3/4 | 35128 | 0 | -999 | 1 | -999 | FAILURE OF A CONTAINMENT ISOLATION VALVE AT A PERIODICAL TEST | https://www.laka.org/english.html
Sweden | 192 | BARSEBECK-2 | 2 | 1996/6/12 | 35228 | 0 | -999 | 1 | -999 | Degraded pressure subpression (PS) function | https://www.laka.org/english.html
Sweden | 192 | FORSMARK-1 | 3 | 1996/7/18 | 35264 | 0 | -999 | 1 | -999 | Erroneous line-up before start-up of vent pipe valves to the scrubber system | https://www.laka.org/english.html
Sweden | 192 | OSKARSHAMN-2 | 7 | 1996/11/1 | 35370 | 0 | -999 | 2 | -999 | One of the emergency core cooling systems - the core spray system - was unavailable at Oskarshamn-2 | https://www.laka.org/english.html
Sweden | 192 | FORSMARK-2 | 4 | 1997/5/16 | 35566 | 0 | -999 | 1 | -999 | Degraded containment pressure suppression function during shutdown of reactor before outage period | https://www.laka.org/english.html
Sweden | 192 | RINGHALS-2 | 10 | 1997/7/1 | 35612 | 0 | -999 | 1 | -999 | Two out of four diesel generators unavailable due to loose connection to the voltage regulator | https://www.laka.org/english.html
Sweden | 192 | RINGHALS-2 | 10 | 1997/8/17 | 35659 | 0 | -999 | 1 | -999 | Automatic protection system disconnected during non nuclear heat up after refuelling | https://www.laka.org/english.html
Sweden | 192 | RINGHALS-4 | 12 | 1997/9/27 | 35700 | 0 | -999 | 2 | -999 | Closed valves in the containment spray pumps' suction lines during the non-nuclear phase of start-up after refueling | https://www.laka.org/english.html
Sweden | 192 | OSKARSHAMN-2 | 7 | 1999/2/25 | 36216 | 0 | -999 | 0 | -999 | Core instability occurred during maintenance performed in the switchyard | https://www.laka.org/english.html
Sweden | 192 | BARSEBECK-2 | 2 | 1999/5/25 | 36305 | 0 | -999 | 2 | -999 | Temporary Loss of the seawater cooling systems | https://www.laka.org/english.html
Sweden | 192 | RINGHALS-2 | 10 | 2001/6/20 | 37062 | 0 | -999 | 1 | -999 | Incorrect calculation of an algorithm in overload protection devices for local power distribution at Ringhals 2 NPP. | https://www.laka.org/english.html
Sweden | 192 | BARSEBECK-2 | 2 | 2001/7/19 | 37091 | 0 | -999 | 1 | -999 | Underdimensioned rupture disc installed in the FILTRA-system | https://www.laka.org/english.html
Sweden | 192 | #N/A | -999 | 2005/6/28 | 38531 | 0 | 11.8 | 2 | -999 | Repair work on electric arc shorted out a circuit and caused the Forsmark-1 reactor to shutdown and disconnected from the grid and forced a three-week outage. | https://onlinelibrary.wiley.com/doi/full/10.1111/risa.12587
Sweden | 192 | #N/A | -999 | 2006/6/25 | 38893 | 0 | -999 | -999 | -999 | Forsmark, Sweden (see 9.2.6.2) A short circuit in an outdoor switching station of the grid nearby the boiling water reactors caused the emergency shutdown (scram) of unit 1 and, in a complex scenario, led to a number of subsequent failures at the plant. Due to a design error, the disconnection of the plant from the grid and the switch to house load operation 鈥?where the power plant uses its own power to operate essential auxiliaries 鈥?did not function as planned. An inappropriate converter adjustment led to the failure of the attempt to connect safety related equipment to the emergency power supply. The start up of two of the four emergency diesel generators was aborted, which lead to a partial blackout even in the main control room. Due to the lack of information about the important parameters for a period of time the exact state of the plant and the consequences of potential actions to perform were unclear. The shift team decided nevertheless to try to reconnect the plant to the grid, which was performed successfully. | https://onlinelibrary.wiley.com/doi/full/10.1111/risa.12587
Sweden | 192 | OSKARSHAMN-2 | 7 | 2008/5/21 | 39589 | 0 | -999 | -999 | -999 | Small traces of explosives found in a security checkpoint near a NPP | https://www.laka.org/english.html
Sweden | 192 | #N/A | -999 | 2009/3/15 | 39887 | 1 | 0 | -999 | -999 | A maintenance worker repairing a shutdown reactor at the Oskarshamn died after falling from the top of the turbine hall. | https://onlinelibrary.wiley.com/doi/full/10.1111/risa.12587
Sweden | 192 | FORSMARK-3 | 5 | 2013/5/30 | 41424 | 0 | -999 | 1 | -999 | Emergency generator failed to start after loss of two phases in the incoming supply | https://onlinelibrary.wiley.com/doi/full/10.1111/risa.12587
Switzerland | 193 | #N/A | -999 | 1969/1/21 | 25224 | 0 | 25.7 | 5 | -999 | Coolant system malfunctioned at underground experimental reactor. | https://www.sciencedirect.com/science/article/pii/S0301421508000529#tbl2
Switzerland | 193 | BEZNAU-1 | 223 | 1991/9/11 | 33492 | 0 | -999 | 0 | -999 | #N/A | https://www.laka.org/english.html
Switzerland | 193 | BEZNAU-2 | 224 | 1992/4/10 | 33704 | 0 | -999 | 0 | -999 | LOSS OF AC POWER DURING REFUELING WITH UNLOADED REACTOR | https://www.laka.org/english.html
Switzerland | 193 | LEIBSTADT | 226 | 1995/8/11 | 34922 | 0 | -999 | 0 | -999 | PERSONNEL INJURY IN TURBINE HALL DURING REFUELLING | https://www.laka.org/english.html
Switzerland | 193 | LEIBSTADT | 226 | 2004/5/28 | 38135 | 0 | -999 | 1 | -999 | Violation of heat-up rate during restart of reactor | https://www.laka.org/english.html
Switzerland | 193 | LEIBSTADT | 226 | 2007/3/6 | 39147 | 0 | -999 | 1 | -999 | Reactor Scram due to Inadvertent Opening of Multiple SRV’s | https://www.laka.org/english.html
Switzerland | 193 | BEZNAU-2 | 224 | 2009/8/3 | 40028 | 0 | -999 | 2 | -999 | Exposure of two workers in excess of statutory annual dose limits | https://www.laka.org/english.html
Switzerland | 193 | LEIBSTADT | 226 | 2010/8/31 | 40421 | 0 | -999 | 2 | -999 | Exposure of a worker in excess of statutory annual dose limits | https://www.laka.org/english.html
UK | 211 | #N/A | -999 | 1970/3/10 | 25637 | 0 | 150 | 3 | 2.6 | Abnormal discharge of about 1.8 GBq Pu via the Building B230 stack | https://onlinelibrary.wiley.com/doi/full/10.1111/risa.12587
Ukraine | 209 | SOUTH UKRAINE-1 | 211 | 1990/12/1 | 33208 | 0 | -999 | 2 | -999 | ESSENTIAL BUS DEENERGIZATION | https://www.laka.org/english.html
Ukraine | 209 | ZAPOROZHE-1 | -999 | 1991/1/23 | 33261 | 0 | -999 | 2 | -999 | UNIT SHUTDOWN DUE TO BREACH OF NORMAL OPERATION CONDITIONS | https://www.laka.org/english.html
Ukraine | 209 | KHMELNITSKI-1 | 203 | 1991/2/26 | 33295 | 0 | -999 | 3 | -999 | INOPERABILITY OF VALVES AT THE DISCHARGE SIDE OF HPSI PUMPS IN THREE TRAINS DUE TO FAILURE TO CONNECT POWER CABLES | https://www.laka.org/english.html
Ukraine | 209 | SOUTH UKRAINE-1 | 211 | 1991/3/27 | 33324 | 0 | -999 | 0 | -999 | UNIT SHUTDOWN DUE TO PRIMARY CIRCUIT LEAK IN THE LINE OF CONTROLLED LEAKS FROM THE MAIN ISOLATION VALVE SEAL | https://www.laka.org/english.html
Ukraine | 209 | CHERNOBYL-1 | 199 | 1991/4/10 | 33338 | 0 | -999 | 3 | -999 | UNAVAILABILITY OF LOW POWER EMERGENCY PROTECTION (LPEP) DUE TO LOSS OF IONIZATION CHAMBER POWER SUPPLY | https://www.laka.org/english.html
Ukraine | 209 | CHERNOBYL-2 | 200 | 1991/8/10 | 33460 | 0 | -999 | 2 | -999 | #N/A | https://www.laka.org/english.html
Ukraine | 209 | ZAPOROZHE-2 | -999 | 1991/10/2 | 33513 | 0 | -999 | 2 | -999 | #N/A | https://www.laka.org/english.html
Ukraine | 209 | ZAPOROZHE-4 | -999 | 1992/4/19 | 33713 | 0 | -999 | 0 | -999 | POWER UNIT UNLOADING DUE TO THE THIRD MAIN CIRCULATION PUMP (MCP-3) TURNING-OFF AS A RESULT OF FALSE OPERATION OF MAJOR PROTECTION SYSTEM | https://www.laka.org/english.html
Ukraine | 209 | ZAPOROZHE-5 | -999 | 1992/5/21 | 33745 | 0 | -999 | -999 | -999 | HYDROGEN IGNITION ON THE COOLING SYSTEM OF THE TURBOGENERATOR | https://www.laka.org/english.html
Ukraine | 209 | SOUTH UKRAINE-3 | 213 | 1992/5/28 | 33752 | 0 | -999 | -999 | -999 | EXTRAORDINARY SHUTDOWN OF THE UNIT BECAUSE OF HYDROGEN LEAKAGE IN THE COOLING SYSTEM OF THE GENERATOR | https://www.laka.org/english.html
Ukraine | 209 | ZAPOROZHE-1 | -999 | 1992/6/16 | 33771 | 0 | -999 | 2 | -999 | RADIOACTIVE CONTAMINATION OF THE PART OF NPP SITE | https://www.laka.org/english.html
Ukraine | 209 | SOUTH UKRAINE-1 | 211 | 1992/9/21 | 33868 | 0 | -999 | 2 | -999 | SOUTH UKRAINE-1 | https://www.laka.org/english.html
Ukraine | 209 | CHERNOBYL-3 | 201 | 1992/10/20 | 33897 | 0 | -999 | -999 | -999 | DISAPPEARANCE OF TWO FUEL ELEMENTS FROM THE FRESH FUEL STORAGE PREMISES | https://www.laka.org/english.html
Ukraine | 209 | SOUTH UKRAINE-2 | 212 | 1992/11/12 | 33920 | 0 | -999 | 1 | -999 | SOUTH UKRAINE-2 | https://www.laka.org/english.html
Ukraine | 209 | ROVNO-2 | 208 | 1992/12/13 | 33951 | 0 | -999 | 1 | -999 | REACTOR SHUTDOWN BY THE ACTUATION OF THE EMERGENCY PROTECTION SYSTEM FOLLOWED BY NON-COMPLIANCE WITH THE SAFE OPERATING LIMITS ON STEAM GENERATOR COOLDOWN RATE | https://www.laka.org/english.html
Ukraine | 209 | CHERNOBYL-3 | 201 | 1993/1/12 | 33981 | 0 | -999 | 0 | -999 | CABLE CATCHING FIRE AT THE CONNECTION POINT FOR PORTABLE UTILIZING EQUIPMENT | https://www.laka.org/english.html
Ukraine | 209 | ZAPOROZHE-4 | -999 | 1994/1/12 | 34346 | 0 | -999 | 2 | -999 | RADIOACTIVE CONTAMINATION IN AUXILIARY BUILDING | https://www.laka.org/english.html
Ukraine | 209 | ZAPOROZHE-1 | -999 | 1994/3/8 | 34401 | 0 | -999 | 0 | -999 | SHUNT TRANSFORMER INFLAMMATION AT THE HIGH-VOLTAGE (750 KW) LINE SWITCHYARD | https://www.laka.org/english.html
Ukraine | 209 | KHMELNITSKI-1 | 203 | 1994/3/16 | 34409 | 0 | -999 | 1 | -999 | REACTOR SCRAM CAUSED BY THE CABLE FIRE UNDER THE TURBINE HALL PREMISES | https://www.laka.org/english.html
Ukraine | 209 | SOUTH UKRAINE-1 | 211 | 1994/4/6 | 34430 | 0 | -999 | 2 | -999 | DEFECT OF THE REACTOR PROTECTION SYSTEM LEVEL CONTROLLER OF THE STEAM GENERATOR | https://www.laka.org/english.html
Ukraine | 209 | CHERNOBYL-3 | 201 | 1994/4/18 | 34442 | 0 | -999 | 1 | -999 | SCRAM DUE TO THE LEVEL DROP IN TANKS OF EMERGENCY REACTOR COOLING SYSTEM | https://www.laka.org/english.html
Ukraine | 209 | SOUTH UKRAINE-1 | 211 | 1994/5/18 | 34472 | 0 | -999 | 1 | -999 | RUPTURE OF PRESTRESSED CABLE WIRES CONTAINMENTS DOME PART | https://www.laka.org/english.html
Ukraine | 209 | CHERNOBYL-3 | 201 | 1995/1/29 | 34728 | 0 | -999 | 1 | -999 | HUMAN ERROR INITATED REACTOR TRIP | https://www.laka.org/english.html
Ukraine | 209 | CHERNOBYL-1 | 199 | 1995/9/28 | 34970 | 0 | -999 | -999 | -999 | ELECTRICAL FIRE OF THE AIR COMPRESSOR MOTOR | https://www.laka.org/english.html
Ukraine | 209 | CHERNOBYL-3 | 201 | 1996/4/24 | 35179 | 0 | -999 | 1 | -999 | Radioactive contamination at the Unit N3 | https://www.laka.org/english.html
Ukraine | 209 | KHMELNITSKI-1 | 203 | 1996/4/30 | 35185 | 0 | -999 | 1 | -999 | Exceeding allowed maximum primary coolant temperature during planned outage | https://www.laka.org/english.html
Ukraine | 209 | CHERNOBYL-1 | 199 | 1996/6/28 | 35244 | 0 | -999 | 0 | -999 | Radioactive contamination in the reactor hall | https://www.laka.org/english.html
Ukraine | 209 | KHMELNITSKI-1 | 203 | 1996/7/24 | 35270 | 0 | -999 | 1 | -999 | On-site radioactive contamination | https://www.laka.org/english.html
Ukraine | 209 | SOUTH UKRAINE-2 | 212 | 1997/8/22 | 35664 | 0 | -999 | 2 | -999 | Fresh fuel assembly damage during refuelling | https://www.laka.org/english.html
Ukraine | 209 | ZAPOROZHE-3 | -999 | 1998/11/10 | 36109 | 0 | -999 | 2 | -999 | Workers exposure during weld tests | https://www.laka.org/english.html
Ukraine | 209 | CHERNOBYL-3 | 201 | 1999/7/17 | 36358 | 0 | -999 | 2 | -999 | Workers exposure exceeding a statutory annual dose limit | https://www.laka.org/english.html
Ukraine | 209 | ROVNO-2 | 208 | 2001/4/11 | 36992 | 0 | -999 | 1 | -999 | Shut down of Rovno NPP unit 2 because of fall of a crane's boom | https://www.laka.org/english.html
Ukraine | 209 | CHERNOBYL-1 | 199 | 1995/10/27 | 34999 | 0 | -999 | 0 | -999 | UNIT SHUTDOWN BECAUSE OF THE REFUELING MACHINE'S EQUIPMENT FAILURE | https://www.laka.org/english.html
Ukraine | 209 | ZAPOROZHE-1 | -999 | 1995/12/3 | 35036 | 0 | -999 | 0 | -999 | UNIT COLD SHUT DOWN BECAUSE OF THE FLAW IN PIPELINE OF THE PRIMARY MAIN COOLANT PUMP | https://www.laka.org/english.html
Ukraine | 209 | ZAPOROZHE-4 | -999 | 1991/2/13 | 33282 | 0 | -999 | 0 | -999 | REACTOR SHUTDOWN DUE TO EXCESS HYDROGEN CONCENTRATION IN THE GENERATOR STATOR GAS TRAP | https://www.laka.org/english.html
Ukraine | 209 | CHERNOBYL-2 | 200 | 1991/7/1 | 33420 | 0 | -999 | 2 | -999 | NEW FUEL ASSEMBLY DROPPING WHILE REFUELING | https://www.laka.org/english.html
Ukraine | 209 | CHERNOBYL-2 | 200 | 1991/10/11 | 33522 | 0 | -999 | 2 | -999 | UNIT SHUTDOWN DUE TO FIRE IN THE TURBINE BUILDING CAUSED BY ELECTRICAL EQUIPMENT FAILURE | https://www.laka.org/english.html
Ukraine | 209 | CHERNOBYL-1 | 199 | 1991/11/1 | 33543 | 0 | -999 | 0 | -999 | PARTIAL DAMAGE TO POWER AND INSTRUMENTATION CABLES OF TURBINE BUILDING VALVES AND AUXILIARY COMPONENTS AS A RESULT OF IGNITION | https://www.laka.org/english.html
Ukraine | 209 | KHMELNITSKI-1 | 203 | 2002/2/16 | 37303 | 0 | -999 | 1 | -999 | Site contamination at Khmelnitsky NPP | https://www.laka.org/english.html
United Kingdom | 211 | #N/A | -999 | 1955/3/25 | 20173 | 0 | 4400 | 4 | 4.3 | Fire releases up to up to a few tenths of a terabecquerel of radioactivity into the atmosphere | https://onlinelibrary.wiley.com/doi/full/10.1111/risa.12587
United Kingdom | 211 | #N/A | -999 | 1955/7/14 | 20284 | 0 | 2900 | 3 | -2.4 | Another radioactive leak and remediation operation | https://onlinelibrary.wiley.com/doi/full/10.1111/risa.12587
United Kingdom | 211 | #N/A | -999 | 1955/12/8 | 20431 | 0 | 1300 | 3 | -2.7 | A fire occurred in a radioactive waste silo in Building B247 | https://onlinelibrary.wiley.com/doi/full/10.1111/risa.12587
United Kingdom | 211 | #N/A | -999 | 1957/10/8 | 21101 | 33 | 89.9 | 5 | 4.6 | Fire ignited plutonium piles, created radioactive dust which destroyed surrounding dairy farms. | https://www.sciencedirect.com/science/article/pii/S0301421508000529#tbl2
United Kingdom | 211 | #N/A | -999 | 1961/6/19 | 22451 | 0 | 800 | 3 | 4 | There was a release of plutonium bearing liquid into process cooling water from a leak in an evaporator | https://onlinelibrary.wiley.com/doi/full/10.1111/risa.12587
United Kingdom | 211 | #N/A | -999 | 1967/5/1 | 24593 | 0 | 1100 | 4 | -999 | Fuel element melt and fire in part of core, 2 years of repairs | https://onlinelibrary.wiley.com/doi/full/10.1111/risa.12587
United Kingdom | 211 | #N/A | -999 | 1968/5/1 | 24959 | 0 | 1900 | 4 | 4 | A month long discharge of radioactivity occurs from Building B230 stack as a result of a failed filter | https://onlinelibrary.wiley.com/doi/full/10.1111/risa.12587
United Kingdom | 211 | #N/A | -999 | 1969/3/5 | 25267 | 0 | 84.5 | 3 | 1.6 | A spillage of 370 MBq Pu in Building B229 laboratory, leads to substantial discharge | https://onlinelibrary.wiley.com/doi/full/10.1111/risa.12587
United Kingdom | 211 | #N/A | -999 | 1969/10/12 | 25488 | 0 | 2500 | 4 | 2.3 | Enhanced discharge from the Building B204 stack of about 1.8 TBq beta radioactivity | https://onlinelibrary.wiley.com/doi/full/10.1111/risa.12587
United Kingdom | 211 | #N/A | -999 | 1970/2/10 | 25609 | 0 | 100 | 3 | 2 | Abnormal discharge of Pu via the Building B230 stack | https://onlinelibrary.wiley.com/doi/full/10.1111/risa.12587
United Kingdom | 211 | #N/A | -999 | 1970/11/29 | 25901 | 0 | 100 | 3 | 2.5 | An abnormal discharge of about 1.6 GBq Pu took place via the Building B230 stack | https://onlinelibrary.wiley.com/doi/full/10.1111/risa.12587
United Kingdom | 211 | #N/A | -999 | 1971/3/19 | 26011 | 0 | 1330 | 3 | 3.2 | Sparks from an electric arc ignited radioactive waste in a basement, leading to 0.48 GBq released | https://onlinelibrary.wiley.com/doi/full/10.1111/risa.12587
United Kingdom | 211 | #N/A | -999 | 1971/12/15 | 26282 | 0 | 180 | 3 | 3.2 | An abnormal discharge took place from the Building B203 plutonium recovery plant of about 7.4 GBq Pu | https://onlinelibrary.wiley.com/doi/full/10.1111/risa.12587
United Kingdom | 211 | #N/A | -999 | 1972/12/6 | 26639 | 0 | 98 | 3 | 1.6 | Inadvertent processing of fuel elements from Chapelcross had a high iodine content and release 2.2 TBq | https://onlinelibrary.wiley.com/doi/full/10.1111/risa.12587
United Kingdom | 211 | #N/A | -999 | 1973/9/26 | 26933 | 0 | 990 | 4 | 2 | An exothermic reaction occurred involving accumulated zirconium fines and solvent in a vessel in the Head End Treatment, exposing 35 workers | https://onlinelibrary.wiley.com/doi/full/10.1111/risa.12587
United Kingdom | 211 | #N/A | -999 | 1979/7/16 | 29052 | 0 | 30 | 3 | 1.9 | A fire of magnox swarf and uranium took place in a remote decanning cave in Building B30 | https://onlinelibrary.wiley.com/doi/full/10.1111/risa.12587
United Kingdom | 211 | #N/A | -999 | 1979/9/11 | 29109 | 0 | 87 | 4 | 3.4 | There was a release of plutonium to atmosphere during transfer of low radioactive liquid effluent to Building B242 | https://onlinelibrary.wiley.com/doi/full/10.1111/risa.12587
United Kingdom | 211 | #N/A | -999 | 1980/9/22 | 29486 | 0 | 55 | 3 | 1.6 | Enhanced corrosion in the Building B38 magnox storage silo caused discharges to atmosphere of 35鈥?0 GBq | https://onlinelibrary.wiley.com/doi/full/10.1111/risa.12587
United Kingdom | 211 | #N/A | -999 | 1981/10/1 | 29860 | 0 | 9 | 3 | 1.3 | Inadvertent reprocessing of fuel from Oldbury Power Station had only been cooled for 27 days leads to iodine release | https://onlinelibrary.wiley.com/doi/full/10.1111/risa.12587
United Kingdom | 211 | #N/A | -999 | 1983/11/1 | 30621 | 0 | 44 | 3 | -999 | Inadvertent transfer of 59 TBq activity with solvent and crud took place from Building B205 to a sea tank at Building B242 | https://onlinelibrary.wiley.com/doi/full/10.1111/risa.12587
United Kingdom | 211 | #N/A | -999 | 1984/7/17 | 30880 | 0 | 33.4 | 3 | 1.8 | A solvent fire in Building B241 effluent treatment plant sludge tank was caused by hot metal from burning operations | https://onlinelibrary.wiley.com/doi/full/10.1111/risa.12587
United Kingdom | 211 | HINKLEY POINT-B UNIT A | -999 | 1991/5/9 | 33367 | 0 | -999 | 2 | -999 | ISOLATION OF FUEL OIL TO ESSENTIAL GAS TURBINES | https://www.laka.org/english.html
United Kingdom | 211 | BRADWELL UNIT A | -999 | 1991/6/15 | 33404 | 0 | -999 | 2 | -999 | TEMPERATURE TRANSIENT DURING START-UP | https://www.laka.org/english.html
United Kingdom | 211 | WYLFA UNIT A | -999 | 1992/7/31 | 33816 | 0 | -999 | 2 | -999 | REFUELLING GRAB FAILURE AT WYLFA | https://www.laka.org/english.html
United Kingdom | 211 | PFR DOUNREAY | -999 | 1995/1/1 | 34700 | 0 | -999 | 2 | -999 | Intake of radioactive material by worker | https://www.laka.org/english.html
United Kingdom | 211 | SIZEWELL-A UNIT B | -999 | 1998/4/21 | 35906 | 0 | -999 | 2 | -999 | Modification to main steam and main feed isolation valves leading to degradation of reactor protection systems | https://www.laka.org/english.html
United Kingdom | 211 | HUNTERSTON-B1 UNIT A | -999 | 1998/12/27 | 36156 | 0 | -999 | 2 | -999 | Loss of off-site power supplies at Hunterston B Power Station | https://www.laka.org/english.html
United Kingdom | 211 | DUNGENESS-B2 UNIT B | -999 | 1999/11/19 | 36483 | 0 | -999 | 2 | -999 | Discovery of a crack in boiler superheater penetration | https://www.laka.org/english.html
United Kingdom | 211 | DUNGENESS-B1 UNIT A | -999 | 2001/4/4 | 36985 | 0 | -999 | 1 | -999 | Discovery of an Interlock Defeat applied to the Fuelling Machine d/P/dT Protection system without application | https://www.laka.org/english.html
United Kingdom | 211 | HEYSHAM-1 UNIT A | -999 | 2002/3/11 | 37326 | 0 | -999 | 2 | -999 | Consequential failure of Fuelling Machine Interlock at Buffer Storage Tube | https://www.laka.org/english.html
United Kingdom | 211 | DUNGENESS-B1 UNIT A | -999 | 2003/7/11 | 37813 | 0 | -999 | 2 | -999 | Auto-trip of R21, following trip of Main Boiler Feed Pump, subsequent breach of Gas Circulator 22 Inlet Temp. limit | https://www.laka.org/english.html
United Kingdom | 211 | #N/A | -999 | 2005/4/19 | 38461 | 0 | 599.2 | 3 | -999 | 20 metric tons of uranium and 160 kilograms of plutonium leaked for more than a year from a cracked pipe at the Thermal Oxide Reprocessing (Thorp) plant in Sellafield. | https://www.sciencedirect.com/science/article/pii/S0301421508000529#tbl2
United Kingdom | 211 | TORNESS UNIT A | -999 | 2005/12/22 | 38708 | 0 | -999 | 0 | -999 | Activation of emergency plan support to Torness Power Station | https://www.laka.org/english.html
United Kingdom | 211 | #N/A | -999 | 2008/7/4 | 39633 | 0 | 11.8 | -999 | -999 | British Energy nuclear reactors (the Largs and the Sizewell B facilities) shutdown after cooling units malfunctioned and damaged emergency systems and triggered blackouts. | https://onlinelibrary.wiley.com/doi/full/10.1111/risa.12587
United Kingdom | 211 | DUNGENESS-B1 UNIT A | -999 | 2009/6/29 | 39993 | 0 | -999 | 2 | -999 | Introduction of potentially moderating material to fuel route | https://www.laka.org/english.html
United Kingdom | 211 | #N/A | -999 | 2014/8/11 | 41862 | 0 | 17 | -999 | -999 | Corrosion and defects found in the boiler units of Heysham 1 and Hartlepool forced four reactors offline for 8 weeks for repairs. | https://onlinelibrary.wiley.com/doi/full/10.1111/risa.12587
United Kingdom | 211 | DUNGENESS B | -999 | 2018/12/31 | 43465 | 0 | -999 | 2 | -999 | External corrosion affecting multiple systems on a power reactor | https://www.laka.org/english.html
United Kingdomrain | 211 | ZAPOROZHYE-3 | 216 | 2014/11/28 | 41971 | 0 | -999 | 0 | -999 | Disconnection of the unit 3 of the plant from the grid | https://onlinelibrary.wiley.com/doi/full/10.1111/risa.12587
United States | 212 | #N/A | -999 | 1949/12/2 | 18234 | 0 | 1100 | 4 | 3.8 | Operators release 8,000 curies of iodine-131 over two days known as the "Green Run" | https://onlinelibrary.wiley.com/doi/full/10.1111/risa.12587
United States | 212 | #N/A | -999 | 1955/11/29 | 20422 | 0 | 1500 | 4 | -999 | Suffered a partial meltdown during a coolant flow test | https://onlinelibrary.wiley.com/doi/full/10.1111/risa.12587
United States | 212 | #N/A | -999 | 1957/9/11 | 21074 | 0 | 8189 | 5 | 5.2 | Fire starts and destroys plutonium processing facility | https://onlinelibrary.wiley.com/doi/full/10.1111/risa.12587
United States | 212 | #N/A | -999 | 1959/7/26 | 21757 | 0 | 37.5 | 4 | -999 | Partial core meltdown at Santa Susana Field Laboratory鈥檚 Sodium Reactor Experiment. | https://www.sciencedirect.com/science/article/pii/S0301421508000529#tbl2
United States | 212 | #N/A | -999 | 1960/3/4 | 21979 | 0 | 38 | 4 | -999 | Core melt accident | https://onlinelibrary.wiley.com/doi/full/10.1111/risa.12587
United States | 212 | #N/A | -999 | 1961/1/3 | 22284 | 3 | 25.7 | 4 | 2.9 | Explosion at National Reactor Testing Station | https://www.sciencedirect.com/science/article/pii/S0301421508000529#tbl2
United States | 212 | #N/A | -999 | 1965/1/20 | 23762 | 0 | 6.1 | 4 | 3.7 | Roughly 350,000 Ci were released from a stack in building 331 | https://onlinelibrary.wiley.com/doi/full/10.1111/risa.12587
United States | 212 | #N/A | -999 | 1966/10/5 | 24385 | 0 | 793.9 | 4 | -999 | Fermi 1, a prototype fast breeder reactor, suffered a partial fuel meltdown | https://www.sciencedirect.com/science/article/pii/S0301421508000529#tbl2
United States | 212 | #N/A | -999 | 1969/5/11 | 25334 | 0 | 425.2 | 4 | 2.3 | Plutonium fire broke out in the processing section of Building 776, gave 41 firefighters high radiation doses | https://onlinelibrary.wiley.com/doi/full/10.1111/risa.12587
United States | 212 | #N/A | -999 | 1970/8/6 | 25786 | 0 | 60.1 | 4 | 3.6 | Accident released about 650,000 curies of tritium as far as 200 miles away | https://onlinelibrary.wiley.com/doi/full/10.1111/risa.12587
United States | 212 | #N/A | -999 | 1972/12/21 | 26654 | 0 | 788.4 | 4 | -999 | Tube repairs lead to a loss of coolant accident, causing a year long outage | https://onlinelibrary.wiley.com/doi/full/10.1111/risa.12587
United States | 212 | #N/A | -999 | 1979/3/28 | 28942 | 0 | 10910 | 5 | 7.9 | Equipment failure and operator error contributed to loss of coolant and partial core meltdown at Three Mile Island nuclear reactor. | https://www.sciencedirect.com/science/article/pii/S0301421508000529#tbl2
United States | 212 | #N/A | -999 | 1981/2/11 | 29628 | 0 | 2.1 | -999 | -999 | Florida Light & Power manually shut down Turkey Point Unit 3 after steam generator tubes degraded and failed. | https://www.sciencedirect.com/science/article/pii/S0301421508000529#tbl2
United States | 212 | #N/A | -999 | 1981/9/20 | 29849 | 0 | 1.1 | -999 | -999 | Fuel rod failures caused air ejector activity to rise to 0.3 Ci per second | https://onlinelibrary.wiley.com/doi/full/10.1111/risa.12587
United States | 212 | #N/A | -999 | 1982/2/26 | 30008 | 0 | 1.1 | -999 | -999 | Southern California Company shut down San Onofre Unit 1 because of earthquake concerns. | https://www.sciencedirect.com/science/article/pii/S0301421508000529#tbl2
United States | 212 | #N/A | -999 | 1982/3/20 | 30030 | 0 | 52.4 | -999 | -999 | Recirculation system piping failed at Nine Mile Point Unit 1 and forced a 2 year shutdown. | https://onlinelibrary.wiley.com/doi/full/10.1111/risa.12587
United States | 212 | #N/A | -999 | 1982/3/25 | 30035 | 0 | 64.2 | -999 | -999 | Water and coolant leaks caused damage to steam generator tubes and main generator and forced the New York Power Authority to shut down Indian Point Unit 3. | https://onlinelibrary.wiley.com/doi/full/10.1111/risa.12587
United States | 212 | #N/A | -999 | 1982/6/18 | 30120 | 0 | 11.8 | -999 | -999 | Feedwater heat extraction line failed at Oconee 2 Pressurized Water Reactor and damaged the thermal cooling system. | https://onlinelibrary.wiley.com/doi/full/10.1111/risa.12587
United States | 212 | #N/A | -999 | 1983/2/12 | 30359 | 0 | 37.5 | -999 | -999 | Oyster Creek nuclear plant failed safety inspection and was forced to shut down. | https://www.sciencedirect.com/science/article/pii/S0301421508000529#tbl2
United States | 212 | #N/A | -999 | 1983/2/26 | 30373 | 0 | 62.1 | -999 | -999 | Workers discovered damaged thermal shield and core barrel support at St. Lucie Unit 1 which required a 13 month shutdown. | https://www.sciencedirect.com/science/article/pii/S0301421508000529#tbl2
United States | 212 | #N/A | -999 | 1983/3/9 | 30384 | 0 | 2.2 | -999 | -999 | Fuel rods were discovered damaged due to metal chips that had been left in the reactor coolant system | https://onlinelibrary.wiley.com/doi/full/10.1111/risa.12587
United States | 212 | #N/A | -999 | 1983/9/7 | 30566 | 0 | 39.6 | -999 | -999 | Tennessee Valley Authority discovered extensive damage to recirculation system pipeline. | https://www.sciencedirect.com/science/article/pii/S0301421508000529#tbl2
United States | 212 | #N/A | -999 | 1983/9/26 | 30585 | 0 | 4.1 | -999 | -999 | Control rod misalignment results in xenon oscillations, damaging the fuel and increasing gaseous activity | https://onlinelibrary.wiley.com/doi/full/10.1111/risa.12587
United States | 212 | #N/A | -999 | 1983/12/10 | 30660 | 0 | 4.3 | -999 | -999 | Recirculation system piping cracked and forced Pilgrim nuclear reactor to shutdown. | https://www.sciencedirect.com/science/article/pii/S0301421508000529#tbl2
United States | 212 | #N/A | -999 | 1984/4/18 | 30790 | 0 | 20.3 | -999 | -999 | Philadelphia Electric Company shut down Peach Bottom Unit 2 to due to extensive recirculation system and equipment damage. | https://www.sciencedirect.com/science/article/pii/S0301421508000529#tbl2
United States | 212 | #N/A | -999 | 1984/6/13 | 30846 | 0 | 25.7 | -999 | -999 | Moisture intrusion caused 6 fuel rods to fail at Fort St. Vrain nuclear plant and required emergency shutdown from Public Service Company of Colorado. | https://www.sciencedirect.com/science/article/pii/S0301421508000529#tbl2
United States | 212 | #N/A | -999 | 1984/9/15 | 30940 | 0 | 127.3 | -999 | -999 | Safety violations, operator error, and design problems forced 6 year outage at Browns Ferry Unit 2. | https://onlinelibrary.wiley.com/doi/full/10.1111/risa.12587
United States | 212 | #N/A | -999 | 1985/3/9 | 31115 | 0 | 2114.3 | -999 | -999 | Instrumentation systems malfunctioned during startup and the Tennessee Valley Authority suspended operations at all three Browns Ferry Units. | https://www.sciencedirect.com/science/article/pii/S0301421508000529#tbl2
United States | 212 | #N/A | -999 | 1985/6/9 | 31207 | 0 | 26.8 | -999 | -999 | Loss of feedwater provoked Toledo Edison Company to inspect Davis-Besse facility, where inspectors discovered corroded reactor coolant pumps and shafts . | https://www.sciencedirect.com/science/article/pii/S0301421508000529#tbl2
United States | 212 | #N/A | -999 | 1985/8/22 | 31281 | 0 | 40.7 | -999 | -999 | Tennessee Valley Authority Sequoyah Units 1 and 2 failed and forced 3 year shutdown; workers also exposed to excessive levels of radiation. | https://onlinelibrary.wiley.com/doi/full/10.1111/risa.12587
United States | 212 | #N/A | -999 | 1985/12/18 | 31399 | 0 | 3.8 | -999 | -999 | Malfunctioning computer causes fuel rod failures and increased levels of gaseous activity | https://onlinelibrary.wiley.com/doi/full/10.1111/risa.12587
United States | 212 | #N/A | -999 | 1985/12/26 | 31407 | 0 | 776.8 | -999 | -999 | Safety and control systems failed at Rancho Seco nuclear reactor and led to the premature closure of the plant. | https://www.sciencedirect.com/science/article/pii/S0301421508000529#tbl2
United States | 212 | #N/A | -999 | 1986/4/11 | 31513 | 0 | 1156.7 | -999 | -999 | Recurring equipment problems with instrumentation, vacuum breakers, instrument air system, and main transformer forced emergency shutdown of Boston Edison鈥檚 Pilgrim nuclear facility. | https://www.sciencedirect.com/science/article/pii/S0301421508000529#tbl2
United States | 212 | #N/A | -999 | 1986/5/22 | 31554 | 0 | 462.2 | -999 | -999 | Philadelphia Electric Company shut down Peach Bottom units 2 and 3 due to cooling malfunctions and unexplained equipment problems. | https://onlinelibrary.wiley.com/doi/full/10.1111/risa.12587
United States | 212 | #N/A | -999 | 1986/12/9 | 31755 | 4 | 2.8 | -999 | -999 | Steam explosion in Unit 2 cases deadliest accident (fatalities) in US history | https://onlinelibrary.wiley.com/doi/full/10.1111/risa.12587
United States | 212 | #N/A | -999 | 1987/12/19 | 32130 | 0 | 173.3 | -999 | -999 | Fuel rod, waste storage, and water pumping malfunctions forced Niagara Mohawk Power Corporation to shut down Nine Mile Point Unit 1. | https://www.sciencedirect.com/science/article/pii/S0301421508000529#tbl2
United States | 212 | #N/A | -999 | 1988/3/29 | 32231 | 1 | 0 | -999 | -999 | Safety inspector died from electrocution after contacting a mislabeled wire at the Wolf Creek Nuclear Power Plant. | https://onlinelibrary.wiley.com/doi/full/10.1111/risa.12587
United States | 212 | #N/A | -999 | 1988/9/10 | 32396 | 0 | 10.7 | -999 | -999 | Refueling cavity seal failed and destroyed internal pipe system at Virginia Electric Power Company鈥檚 Surry Unit 2 and forced a 12 month outage. | https://onlinelibrary.wiley.com/doi/full/10.1111/risa.12587
United States | 212 | #N/A | -999 | 1989/3/5 | 32572 | 0 | 16.1 | -999 | -999 | Atmospheric dump valves failed at Arizona Public Service Company鈥檚 Palo Verde Unit 1 and led to main transformer fire and emergency shut down. | https://www.sciencedirect.com/science/article/pii/S0301421508000529#tbl2
United States | 212 | #N/A | -999 | 1989/3/17 | 32584 | 0 | 139.1 | -999 | -999 | Baltimore Gas & Electric Calvert Cliff Units 1 and 2 inspections revealed cracks at pressurized heater sleeves and forced extended shutdown. | https://onlinelibrary.wiley.com/doi/full/10.1111/risa.12587
United States | 212 | #N/A | -999 | 1989/10/9 | 32790 | 0 | 12.9 | -999 | -999 | 480 fuel rods were damaged during the operating cycle by metal chips present in the coolant system | https://onlinelibrary.wiley.com/doi/full/10.1111/risa.12587
United States | 212 | #N/A | -999 | 1991/4/3 | 33331 | 0 | -999 | -999 | -999 | 3 April 1991 Shearon Harris (USA) (see 9.2.1.1) On 3 April 1991 workers at the Shearon Harris pressurized water reactor in New Hill, North Carolina discovered damaged piping and valves within the alternate minimum flow system provided for the pumps in the emergency core cooling system. The piping and valve damage was serious, had an accident occurred the water needed to cool the reactor core would have instead poured out onto the floor through the ends of broken components. The NRC calculated the severe core damage risk from this event to be 6 x 10-3 or 0.6% per reactor year. The event was not rated on the IAEA INES scale. | https://onlinelibrary.wiley.com/doi/full/10.1111/risa.12587
United States | 212 | #N/A | -999 | 1991/11/17 | 33559 | 0 | 5.4 | -999 | -999 | Safety and fire problems forced New York Power Authority to shut down the FitzPatrick nuclear reactor for 13 months. | https://www.sciencedirect.com/science/article/pii/S0301421508000529#tbl2
United States | 212 | PALO VERDE-2 | 93 | 1992/3/14 | 33677 | 0 | -999 | 1 | -999 | PVNGS 2 STEAM GENERATOR TUBE RUPTURE | https://www.laka.org/english.html
United States | 212 | ZION-2 | 147 | 1992/3/15 | 33678 | 0 | -999 | 0 | -999 | ZION UNIT 2 LOSS OF NSSS CONTROL ROOM ANNUNCIATORS | https://www.laka.org/english.html
United States | 212 | PERRY-1 | 99 | 1992/3/26 | 33689 | 0 | -999 | -999 | -999 | PERRY UNIT 1 MAIN SERVICE WATER PIPE BREAK | https://www.laka.org/english.html
United States | 212 | #N/A | -999 | 1992/4/21 | 33715 | 0 | 2.1 | -999 | -999 | NRC forced Carolina Power & Light Company to shut down Brunswick Units 1 and 2 after emergency diesel generators failed. | https://www.sciencedirect.com/science/article/pii/S0301421508000529#tbl2
United States | 212 | NORTH ANNA-2 | 86 | 1992/4/24 | 33718 | 0 | -999 | 0 | -999 | EXCESSIVE FEEDWATER REGULATING VALVE OSCILLATIONS CAUSE WATER HAMMER INDUCED VIBRATION OF THE MAIN FEEDWATER PIPING | https://www.laka.org/english.html
United States | 212 | H.B. ROBINSON-2 | -999 | 1992/8/16 | 33832 | 0 | -999 | -999 | -999 | MINOR FIRE INVOLVING A SAFETY RELATED SYSTEM | https://www.laka.org/english.html
United States | 212 | LASALLE-1 | 72 | 1992/9/14 | 33861 | 0 | -999 | 0 | -999 | LOSS OF OFF-SITE POWER AND REACTOR SCRAM | https://www.laka.org/english.html
United States | 212 | #N/A | -999 | 1993/2/3 | 34003 | 0 | 3.2 | -999 | -999 | Auxiliary feedwater pumps failed at South Texas Project Units 1 and 2 and required rapid shutdown of both reactors. | https://www.sciencedirect.com/science/article/pii/S0301421508000529#tbl2
United States | 212 | THREE MILE ISLAND-1 | 131 | 1993/2/7 | 34007 | 0 | -999 | -999 | -999 | UNAUTHORIZED INTRUDER INTO PLANT PROTECTED AREA WHILE OPERATING AT 100 PERCENT POWER | https://www.laka.org/english.html
United States | 212 | #N/A | -999 | 1993/2/27 | 34027 | 0 | 2.1 | -999 | -999 | New York Power Authority shut down Indian Point Unit 3 after AMSAC system fails. | https://onlinelibrary.wiley.com/doi/full/10.1111/risa.12587
United States | 212 | #N/A | -999 | 1993/3/2 | 34030 | 0 | 3.2 | -999 | -999 | Equipment failures and broken pipes caused Tennessee Valley Authority to shut down Sequoyah Unit 1. | https://onlinelibrary.wiley.com/doi/full/10.1111/risa.12587
United States | 212 | #N/A | -999 | 1993/12/25 | 34328 | 0 | 77 | -999 | -999 | Detroit Edison Company forced to shut down Fermi Unit 2 after main turbine experienced catastrophic failure due to improper maintenance. | https://www.sciencedirect.com/science/article/pii/S0301421508000529#tbl2
United States | 212 | SALEM-1 | 111 | 1994/4/7 | 34431 | 0 | -999 | 1 | -999 | PLANT TRANSIENT INITIALLY CAUSED BY THE LOSS OF CIRCULATING WATER PUMPS DUE TO HIGH MARSH GRASS/DEBRIS CONCENTRATIONS | https://www.laka.org/english.html
United States | 212 | H.B. ROBINSON-2 | -999 | 1994/6/6 | 34491 | 0 | -999 | -999 | -999 | MINOR FIRE INVOLVING A SAFETY RELATED SYSTEM | https://www.laka.org/english.html
United States | 212 | #N/A | -999 | 1995/1/14 | 34713 | 0 | 71.7 | -999 | -999 | Steam generator tubes cracked at Maine Yankee nuclear reactor and forced the Maine Yankee Atomic Power Company to shutdown for 1 year. | https://onlinelibrary.wiley.com/doi/full/10.1111/risa.12587
United States | 212 | H.B. ROBINSON-2 | -999 | 1995/2/13 | 34743 | 0 | -999 | -999 | -999 | CARBON DIOXIDE RELEASE TO A PLANT VITAL AREA | https://www.laka.org/english.html
United States | 212 | WATERFORD-3 | 141 | 1995/3/25 | 34783 | 0 | -999 | -999 | -999 | GASEOUS RELEASE FROM NEARBY CHEMICAL PLANT | https://www.laka.org/english.html
United States | 212 | #N/A | -999 | 1995/5/16 | 34835 | 0 | 39.6 | -999 | -999 | Ventilation systems failed at Public Service Electric & Gas Company鈥檚 Salem Units 1 and 2. | https://www.sciencedirect.com/science/article/pii/S0301421508000529#tbl2
United States | 212 | H.B. ROBINSON-2 | -999 | 1995/6/20 | 34870 | 0 | -999 | 0 | -999 | LEAK FROM LIFTING CHARGING PUMP RELIEF VALVE | https://www.laka.org/english.html
United States | 212 | WATERFORD-3 | 141 | 1995/7/20 | 34900 | 0 | -999 | 0 | -999 | AMMONIA RELEASE FROM NEARBY CHEMICAL PLANT | https://www.laka.org/english.html
United States | 212 | SALEM-1 | 111 | 1995/10/4 | 34976 | 0 | -999 | 0 | -999 | SALEM UNIT 1 LOSS OF CONTROL ROOM ANNUNCIATORS | https://www.laka.org/english.html
United States | 212 | LASALLE-1 | 72 | 1995/10/31 | 35003 | 0 | -999 | 1 | -999 | HIGH RADIATION LEVELS IN REACTOR BUILDING | https://www.laka.org/english.html
United States | 212 | WOLF CREEK | 144 | 1996/1/30 | 35094 | 0 | -999 | 2 | -999 | PARTIAL LOSS OF ESSENTIAL SERVICE WATER DUE TO FRAZIL ICE ON INTAKE TRASH RACKS | https://www.laka.org/english.html
United States | 212 | CATAWBA-2 | 32 | 1996/2/6 | 35101 | 0 | -999 | 1 | -999 | LOSS OF OFFSITE POWER AND SAFETY INJECTION | https://www.laka.org/english.html
United States | 212 | #N/A | -999 | 1996/2/20 | 35115 | 0 | 293.2 | -999 | -999 | Leaking valve forced Northeast Utilities Company to shut down Millstone Units 1 and 2. | https://onlinelibrary.wiley.com/doi/full/10.1111/risa.12587
United States | 212 | PALO VERDE-2 | 93 | 1996/4/4 | 35159 | 0 | -999 | 0 | -999 | Electrical fire in the control room | https://www.laka.org/english.html
United States | 212 | #N/A | -999 | 1996/5/15 | 35200 | 0 | -999 | -999 | -999 | Plunging water levels around the nuclear fuel in the reactor's core prompt shut down at聽Dresden Generating Station, | https://onlinelibrary.wiley.com/doi/full/10.1111/risa.12587
United States | 212 | CLINTON-1 | 33 | 1996/8/19 | 35296 | 0 | -999 | 0 | -999 | RCIC turbine insulation fire | https://www.laka.org/english.html
United States | 212 | #N/A | -999 | 1996/9/2 | 35310 | 0 | 444.1 | -999 | -999 | Balance-of-plant equipment malfunction forced Florida Power Corporation to shut down Crystal River Unit 3 and make extensive repairs. | https://www.sciencedirect.com/science/article/pii/S0301421508000529#tbl2
United States | 212 | #N/A | -999 | 1996/9/5 | 35313 | 0 | 43.9 | -999 | -999 | Reactor recirculation pump failed and required Illinois Power Company to shut down Clinton boiling water reactor. | https://www.sciencedirect.com/science/article/pii/S0301421508000529#tbl2
United States | 212 | #N/A | -999 | 1996/9/20 | 35328 | 0 | 82.4 | -999 | -999 | Service water system failed and prompted Commonwealth Edison to close LaSalle Units 1 and 2 for more than 2 years. | https://www.sciencedirect.com/science/article/pii/S0301421508000529#tbl2
United States | 212 | #N/A | -999 | 1997/9/9 | 35682 | 0 | 12.8 | -999 | -999 | Ice condenser containment systems failed at Indiana Michigan Power Company D.C. Cook Units 1 and 2. | https://www.sciencedirect.com/science/article/pii/S0301421508000529#tbl2
United States | 212 | LIMERICK-2 | 75 | 1997/10/9 | 35712 | 0 | -999 | 0 | -999 | Fire in emergency diesel generator exhaust | https://www.laka.org/english.html
United States | 212 | CLINTON-1 | 33 | 1998/2/13 | 35839 | 0 | -999 | 0 | -999 | Loss of shutdown cooling | https://www.laka.org/english.html
United States | 212 | LIMERICK-1 | 74 | 1998/4/17 | 35902 | 0 | -999 | -999 | -999 | Odor of combustible gas in turbine building | https://www.laka.org/english.html
United States | 212 | DAVIS BESSE-1 | 42 | 1998/6/24 | 35970 | 0 | -999 | 1 | -999 | Reactor trip and natural circulation cooldown due to loss of offsite power | https://www.laka.org/english.html
United States | 212 | ENRICO FERMI-2 | -999 | 1998/10/8 | 36076 | 0 | -999 | 0 | -999 | Fire in emergency diesel generator control panel during test | https://www.laka.org/english.html
United States | 212 | SAN ONOFRE-2 | 114 | 1999/3/5 | 36224 | 0 | -999 | -999 | -999 | Discovery of suspicious item in plant | https://www.laka.org/english.html
United States | 212 | #N/A | -999 | 1999/5/25 | 36305 | 0 | 8.6 | -999 | -999 | Steam leak in feedwater heater caused manual shutdown and damaged control board annunicator at the Millstone Nuclear Power Plant. | https://onlinelibrary.wiley.com/doi/full/10.1111/risa.12587
United States | 212 | INDIAN POINT-2 | 68 | 1999/8/31 | 36403 | 0 | -999 | 2 | -999 | Reactor trip wth complications | https://www.laka.org/english.html
United States | 212 | WATERFORD-3 | 141 | 1999/11/27 | 36491 | 0 | -999 | 2 | -999 | Loss of reactor coolant system inventory | https://www.laka.org/english.html
United States | 212 | INDIAN POINT-2 | 68 | 2000/2/15 | 36571 | 0 | -999 | 0 | -999 | Steam generator tube leak | https://www.laka.org/english.html
United States | 212 | ENRICO FERMI-2 | -999 | 2001/3/21 | 36971 | 0 | -999 | 0 | -999 | EMERGENCY DIESEL GENERATOR BEARING FAILURE & FIRE | https://www.laka.org/english.html
United States | 212 | POINT BEACH 1&2 | -999 | 2001/11/29 | 37224 | 0 | -999 | 2 | -999 | Potential Common Cause Failure of Auxiliary Feedwater | https://www.laka.org/english.html
United States | 212 | #N/A | -999 | 2002/2/16 | 37303 | 0 | 164.8 | -999 | -999 | Severe corrosion of control rod forced 24 month outage of Davis-Besse reactor. | https://www.sciencedirect.com/science/article/pii/S0301421508000529#tbl2
United States | 212 | DAVIS BESSE-1 | 42 | 2002/3/8 | 37323 | 0 | -999 | 3 | -999 | DETERIORATION OF REACTOR VESSEL HEAD | https://www.laka.org/english.html
United States | 212 | #N/A | -999 | 2003/1/15 | 37636 | 0 | 11.8 | -999 | -999 | A fault in the main transformer at the Donald C. Cook nuclear power plant caused a fire that damaged the main generator and backup turbines. | https://onlinelibrary.wiley.com/doi/full/10.1111/risa.12587
United States | 212 | KEWAUNEE | 70 | 2005/3/15 | 38426 | 0 | -999 | 2 | -999 | Plant Design for Flooding Events May Not Mitigate the Consequences of Piping System Failures | https://www.laka.org/english.html
United States | 212 | #N/A | -999 | 2005/6/16 | 38519 | 0 | 47.1 | -999 | -999 | Exelon Braidwood nuclear station leaked tritium and contaminated local water supplies. | https://www.sciencedirect.com/science/article/pii/S0301421508000529#tbl2
United States | 212 | FITZPATRICK | 54 | 2005/6/27 | 38530 | 0 | -999 | 1 | -999 | Potential Loss of Containment Due to Small Crack in Torus | https://www.laka.org/english.html
United States | 212 | #N/A | -999 | 2005/8/4 | 38568 | 0 | 34.2 | -999 | -999 | Entergy Indian Point Nuclear Plant, located on the Hudson River, leaked tritium and strontium into underground lakes from 1974 to 2005. | https://onlinelibrary.wiley.com/doi/full/10.1111/risa.12587
United States | 212 | #N/A | -999 | 2006/3/6 | 38782 | 0 | 113.4 | 2 | -999 | Nuclear fuel services plant spilled 35 litres of highly enriched uranium that required 7 month shutdown. | https://onlinelibrary.wiley.com/doi/full/10.1111/risa.12587
United States | 212 | VIRGIL C. SUMMER-1 | -999 | 2006/7/18 | 38916 | 0 | -999 | 0 | -999 | Potential Flooding Common Mode Failure of Service Water Pumps | https://www.laka.org/english.html
United States | 212 | #N/A | -999 | 2010/2/1 | 40210 | 0 | 808.9 | -999 | -999 | Underground pipes from the Vermont Yankee nuclear power plant deteriorated and leaked radioactive tritium into groundwater supplies in Vermont and resulted in the shutdown of the plant. | https://onlinelibrary.wiley.com/doi/full/10.1111/risa.12587
United States | 212 | H.B. ROBINSON-2 | -999 | 2010/3/28 | 40265 | 0 | -999 | 2 | -999 | Reactor Trip and Safety Injection with Complications from Fire | https://www.laka.org/english.html
United States | 212 | #N/A | -999 | 2012/1/30 | 40938 | 0 | 2.1 | -999 | -999 | Switchyard component failure and transformer fire at Exelon's Byron Generating Station's Unit 2 caused shutdown and tritium steam release to prevent a meltdown. | https://onlinelibrary.wiley.com/doi/full/10.1111/risa.12587

## Fig 1
NPG（the day after of the accident) | NPG (calculated based on the day of the next accident) | GCA | LOG10(NPG) | LOG10(GCA) | Country | Powerplant | pp ID | date | Fatalities | Cost (millions 2013US$) | INES | NAMS | Details | Resource
0.018683 | 0.094906 | 0.076222 | -1.7285 | -1.1179 | Argentina | #N/A | -999 | 1985/6/14 | 0 | 11.2 | -999 | -999 | Excessive local power in the core caused 46 fuel rods to fail, releasing fuel pellets into the reactor coolant system | https://onlinelibrary.wiley.com/doi/full/10.1111/risa.12587
0.094906 | 0.09904 | 0.0041341 | -1.0227 | -2.3836 | Argentina | EMBALSE | 698 | 1995/12/18 | 0 | -999 | 2 | -999 | PRESSURE TUBE FAILURE AND SMALL LOCA IN EMBALSE NPP AFTER GARTER SPRING INSPECTION AND RELOCATION | https://www.laka.org/english.html
0.09904 | 0.12737 | 0.028329 | -1.0042 | -1.5478 | Argentina | EMBALSE | 698 | 1996/6/30 | 0 | -999 | 0 | -999 | Slight contamination of potable water due to damage in an auxiliary heat exchanger of the main condenser circuit | https://www.laka.org/english.html
0.12737 | 0.15078 | 0.023407 | -0.89494 | -1.6307 | Argentina | EMBALSE | 698 | 2000/1/31 | 0 | -999 | 1 | -999 | Loss of power of a 220 VAC safety bus bar | https://www.laka.org/english.html
0.15078 | 0.16767 | 0.016899 | -0.82167 | -1.7721 | Argentina | EMBALSE | 698 | 2003/7/1 | 0 | -999 | 1 | -999 | Radiological incident occurred in the fuel element auxiliary pool, involving Co-60 withdrawn from an adjuster unit | https://www.laka.org/english.html
0.16767 | 0.17769 | 0.010017 | -0.77553 | -1.9993 | Argentina | ATUCHA-1 | 695 | 2005/9/1 | 0 | -999 | 2 | -999 | Worker overexposure during maintenance | https://www.laka.org/english.html
0.17769 | 0.17774 | 4.3872e-05 | -0.75033 | -4.3578 | Argentina | EMBALSE | 698 | 2006/12/15 | 0 | -999 | -999 | -999 | Manual Shutdown at Embalse N.P.P | https://www.laka.org/english.html
0.17774 | 0.17901 | 0.0012773 | -0.75023 | -2.8937 | Argentina | ATUCHA-1 | 695 | 2006/12/17 | 0 | -999 | 0 | -999 | Shutdown due to Tritium increase in reactor room | https://www.laka.org/english.html
0.17901 | 0.17959 | 0.0005772 | -0.74712 | -3.2387 | Argentina | EMBALSE | 698 | 2007/2/16 | 0 | -999 | 0 | -999 | Steam Generator tube leakage at Embalse NPP | https://www.laka.org/english.html
0.17959 | 0.18524 | 0.0056483 | -0.74572 | -2.2481 | Argentina | ATUCHA-1 | 695 | 2007/3/16 | 0 | -999 | 0 | -999 | Steam Generator tube leakage at Atucha N.P.P | https://www.laka.org/english.html
0.002504 | 0.0046298 | 0.0021258 | -2.6014 | -2.6725 | Armenia | ARMENIA-2 | -999 | 1997/2/4 | 0 | -999 | 0 | -999 | Reactor trip due to short circuit on control and protection system of generator | https://www.laka.org/english.html
0.0046298 | 0.0047999 | 0.00017012 | -2.3344 | -3.7692 | Armenia | ARMENIA-2 | -999 | 1998/6/4 | 0 | -999 | 2 | -999 | Reactor discharge due to deterioration of quality of water in the secondary circuit (power reduction) | https://www.laka.org/english.html
0.38413 | 0.402 | 0.017872 | -0.41552 | -1.7478 | Belgium | DOEL-3 | 684 | 1992/9/1 | 0 | -999 | 2 | -999 | DOEL-3 | https://www.laka.org/english.html
0.402 | 0.75067 | 0.34867 | -0.39577 | -0.45759 | Belgium | TIHANGE-1 | 686 | 1993/2/9 | 0 | -999 | 0 | -999 | FIRE IN A NON-SAFETY RELATED CABINET IN THE CONTROLLED AREA | https://www.laka.org/english.html
0.75067 | 0.81793 | 0.067259 | -0.12455 | -1.1723 | Belgium | TIHANGE-1 | 686 | 2001/5/15 | 0 | -999 | 0 | -999 | Fan belt catching fire in the auxiliary building without consequences | https://www.laka.org/english.html
0.81793 | 0.93451 | 0.11658 | -0.087284 | -0.93337 | Belgium | TIHANGE-2 | 687 | 2002/11/22 | 0 | -999 | 2 | -999 | On November 22, 2002, an incident occurred in Block 2 (INES 2). The reactor was shut down at this time and no longer critical. However it remained necessary for decay heat to be removed from the reactor by circulating coolant. The November 22 incident involved accidental opening of a pressure relief valve. This caused the high pressure primary coolant circuit to rapidly depressurize, therefore reducing the ability of the circuit to remove heat from the reactor (the high pressure prevents the coolant - water - from boiling), leading to possible reactor overheating and eventual meltdown. The pressure relief valve was closed again after three minutes. | https://onlinelibrary.wiley.com/doi/full/10.1111/risa.12587
0.93451 | 0.99007 | 0.055558 | -0.029416 | -1.2553 | Belgium | TIHANGE-2 | 687 | 2005/7/4 | 0 | -999 | 2 | -999 | Inadequate protection relays and related setpoints | https://www.laka.org/english.html
0.99007 | 1.0741 | 0.084014 | -0.004335 | -1.0756 | Belgium | DOEL-1 | 682 | 2006/10/5 | 0 | -999 | 2 | -999 | Unavailabilty of containment cooling fans | https://www.laka.org/english.html
1.0741 | 1.1882 | 0.11416 | 0.031038 | -0.94248 | Belgium | #N/A | -999 | 2008/8/27 | 0 | -999 | 1 | -999 | Maintenance operations revealed last Thursday that a fan for the management of air between | https://onlinelibrary.wiley.com/doi/full/10.1111/risa.12587
0.010742 | 0.011139 | 0.00039719 | -1.9689 | -3.401 | Brazil | ANGRA-1 | 678 | 1991/3/19 | 0 | -999 | 1 | -999 | LEAKAGE IN THE GASEOUS WASTE PROCESSING SYSTEM (GWPS) | https://www.laka.org/english.html
0.011139 | 0.011966 | 0.0008267 | -1.9532 | -3.0827 | Brazil | ANGRA-1 | 678 | 1991/7/5 | 0 | -999 | -999 | -999 | FIRE IN GAS STORAGE | https://www.laka.org/english.html
0.011966 | 0.012086 | 0.0001202 | -1.9221 | -3.9201 | Brazil | ANGRA-1 | 678 | 1992/2/7 | 0 | -999 | 2 | -999 | TEMPORARY COMPLETE LOSS OF RESIDUAL HEAT REMOVAL | https://www.laka.org/english.html
0.13476 | 0.13816 | 0.0033996 | -0.87045 | -2.4686 | Bulgaria | KOZLODUY-2 | 673 | 1991/2/5 | 0 | -999 | 1 | -999 | PRESSURIZER DISCHARGE TANK MEMBRANE RUPTURE | https://www.laka.org/english.html
0.13816 | 0.14048 | 0.002326 | -0.85963 | -2.6334 | Bulgaria | KOZLODUY-5 | 676 | 1991/5/11 | 0 | -999 | 1 | -999 | UNPLANNED EXPOSURE OF PERSONNEL DURING REFUELLING | https://www.laka.org/english.html
0.14048 | 0.14127 | 0.00078727 | -0.85238 | -3.1039 | Bulgaria | KOZLODUY-1 | 672 | 1991/7/15 | 0 | -999 | 1 | -999 | #N/A | https://www.laka.org/english.html
0.14127 | 0.14266 | 0.0013956 | -0.84995 | -2.8552 | Bulgaria | KOZLODUY-1 | 672 | 1991/8/6 | 0 | -999 | 1 | -999 | #N/A | https://www.laka.org/english.html
0.14266 | 0.14669 | 0.0040269 | -0.84568 | -2.395 | Bulgaria | KOZLODUY-4 | 675 | 1991/9/14 | 0 | -999 | 1 | -999 | #N/A | https://www.laka.org/english.html
0.14669 | 0.14745 | 0.00075828 | -0.8336 | -3.1202 | Bulgaria | KOZLODUY-5 | 676 | 1992/1/5 | 0 | -999 | 0 | -999 | NO IMPACT TO SAFETY AFTER IGNITION OF THERMAL INSULATION OF A PIPE IN THE PRIMARY COOLANT SYSTEM | https://www.laka.org/english.html
0.14745 | 0.15165 | 0.0042021 | -0.83136 | -2.3765 | Bulgaria | KOZLODUY-3 | 674 | 1992/1/29 | 0 | -999 | 0 | -999 | NO IMPACT ON SAFETY FOLLOWING A FIRE IN THE AUXILIARY BUILING OF UNITS 3 AND 4 | https://www.laka.org/english.html
0.15165 | 0.15494 | 0.0032859 | -0.81915 | -2.4833 | Bulgaria | KOZLODUY-1 | 672 | 1992/6/10 | 0 | -999 | 1 | -999 | CONTAMINATED PARTICLES DISCOVERED ON-SITE | https://www.laka.org/english.html
0.15494 | 0.15817 | 0.0032294 | -0.80984 | -2.4909 | Bulgaria | KOZLODUY-5 | 676 | 1992/9/22 | 0 | -999 | 1 | -999 | KOZLODUY-5 | https://www.laka.org/english.html
0.15817 | 0.17772 | 0.019557 | -0.80088 | -1.7087 | Bulgaria | KOZLODUY-2 | 673 | 1993/1/2 | 0 | -999 | 1 | -999 | SMALL STEAM LEAK FROM THE MAIN FLANGE OF THE PRIMARY COOLANT PUMP NO. 4 | https://www.laka.org/english.html
0.17772 | 0.21158 | 0.033855 | -0.75025 | -1.4704 | Bulgaria | KOZLODUY-1 | 672 | 1994/5/15 | 0 | -999 | 1 | -999 | DETERIORATION OF NATURAL CIRCULATION DURING REPAIR WORKS AT UNIT NO. 1 | https://www.laka.org/english.html
0.21158 | 0.21163 | 5.1086e-05 | -0.67453 | -4.2917 | Bulgaria | KOZLODUY-3 | 674 | 1996/5/15 | 0 | -999 | 1 | -999 | Small leak of radioactive water from auxiliary building no. 2 | https://www.laka.org/english.html
0.21163 | 0.22077 | 0.0091444 | -0.67442 | -2.0388 | Bulgaria | KOZLODUY-5 | 676 | 1996/5/16 | 0 | -999 | 1 | -999 | Disturbance of forced reactor coolant circulation in cold shutdown condition | https://www.laka.org/english.html
0.22077 | 0.24707 | 0.026297 | -0.65605 | -1.5801 | Bulgaria | KOZLODUY-6 | 677 | 1996/11/11 | 0 | -999 | 0 | -999 | Small leak in one steam generator | https://www.laka.org/english.html
0.24707 | 0.28526 | 0.038189 | -0.60718 | -1.4181 | Bulgaria | KOZLODUY-1 | 672 | 1998/5/19 | 0 | -999 | 2 | -999 | SG blow down pipe rupture at Kozloduy NPP unit 1 during refuelling outage | https://www.laka.org/english.html
0.28526 | 0.33292 | 0.047662 | -0.54476 | -1.3218 | Bulgaria | KOZLODUY-3 | 674 | 2000/8/27 | 0 | -999 | 1 | -999 | Increase in the gamma background in front of the reactor building of unit 3 | https://www.laka.org/english.html
0.33292 | 0.37136 | 0.038433 | -0.47766 | -1.4153 | Bulgaria | KOZLODUY-3 | 674 | 2003/1/20 | 0 | -999 | 1 | -999 | Reactor Protection Actuation and safety injection | https://www.laka.org/english.html
0.37136 | 0.38672 | 0.015366 | -0.43021 | -1.8135 | Bulgaria | #N/A | -999 | 2005/5/1 | 0 | -999 | 2 | -999 | Kozloduy-5 (Bulgaria) (see 9.2.3.2) In the process of power reduction at the Russian designed pressurized water reactor (WWER) the operators identified that three control rod assemblies remained in the upper end position. The follow-up movement tests of the remaining control rod assemblies identified that 22 out of 61 could not be moved with the driving mechanisms. The exact number of control rod assemblies unable to scram (to drop due to the gravity only) remains unknown but it is thought to be between 22 and 55. The WWER-1000 scram system is designed to put the reactor in safe shutdown if one control rod assembly at the most is jammed in the upper position. The operator had originally rated the incident INES level 0, but the safety authorities finally admitted to a level 2 rating. | https://onlinelibrary.wiley.com/doi/full/10.1111/risa.12587
0.46512 | 0.52221 | 0.057093 | -0.33243 | -1.2434 | Canada | #N/A | -999 | 1988/3/25 | 0 | 5.5 | -999 | -999 | Fuel rod failures caused reactor power to be limited to 50 percent for the remaining six months of the fuel cycle.On November 22, 1988, an operator error damaged 36 fuel bundles. The cooling system was contaminated by radioactive iodine that was vented into the environment over several weeks following the accident. | https://onlinelibrary.wiley.com/doi/full/10.1111/risa.12587
0.52221 | 0.61946 | 0.097244 | -0.28215 | -1.0121 | Canada | #N/A | -999 | 1988/11/22 | 0 | 6.6 | -999 | -999 | Xenon buildup causes damage to 191 fuel rods | https://onlinelibrary.wiley.com/doi/full/10.1111/risa.12587
0.61946 | 0.67047 | 0.051015 | -0.20799 | -1.2923 | Canada | BRUCE-4 | 650 | 1990/1/23 | 0 | -999 | 2 | -999 | REACTOR COOLANT LEAK DURING ON POWER REFUELLING DUE TO FUELLLING MACHINE DROP | https://www.laka.org/english.html
0.67047 | 0.72727 | 0.056801 | -0.17362 | -1.2456 | Canada | #N/A | -999 | 1990/9/25 | 0 | -999 | -999 | -999 | Pickering reactor 2 experienced large power shifts in the reactor core. Staff spent two days trying to stabilize it before shutting it down. The AECB later criticized the utility for not shutting down immediately. | https://onlinelibrary.wiley.com/doi/full/10.1111/risa.12587
0.72727 | 0.7542 | 0.026932 | -0.1383 | -1.5697 | Canada | POINT LEPREAU | 670 | 1991/5/31 | 0 | -999 | 2 | -999 | INCORRECT CALIBRATION OF SHUTDOWN SYSTEM AND TWO REGIONAL OVERPOWER DETECTORS | https://www.laka.org/english.html
0.7542 | 0.79408 | 0.039878 | -0.12251 | -1.3993 | Canada | GENTILLY-2 | 661 | 1991/9/19 | 0 | -999 | 1 | -999 | #N/A | https://www.laka.org/english.html
0.79408 | 0.8284 | 0.034322 | -0.10013 | -1.4644 | Canada | BRUCE-1 | 647 | 1992/3/5 | 0 | -999 | 1 | -999 | UNITS DERATED TO 60% REACTOR POWER DUE TO SAFETY ANALYSIS CONCERNS | https://www.laka.org/english.html
0.8284 | 0.87527 | 0.046862 | -0.081757 | -1.3292 | Canada | #N/A | -999 | 1992/8/2 | 0 | -999 | -999 | -999 | Pickering reactor 4 had a heavy water leak from a heat exchanger that resulted in a release of 50 trillion becquerels of tritium into Lake Ontario | https://onlinelibrary.wiley.com/doi/full/10.1111/risa.12587
0.87527 | 1.0659 | 0.19064 | -0.057859 | -0.71978 | Canada | DARLINGTON-2 | 656 | 1993/2/15 | 0 | -999 | 0 | -999 | UNIT SHUTDOWN DUE TO HEAVY WATER LEAK AT A FUELLING MACHINE | https://www.laka.org/english.html
1.0659 | 1.1094 | 0.04346 | 0.027721 | -1.3619 | Canada | PICKERING-2 | 663 | 1994/12/10 | 0 | -999 | 2 | -999 | SMALL LOCA DUE TO REACTOR COOLANT RELIEF VALVE FAILURE | https://www.laka.org/english.html
1.1094 | 1.1406 | 0.031218 | 0.045076 | -1.5056 | Canada | BRUCE-5 | 651 | 1995/5/14 | 0 | -999 | 1 | -999 | SPURIOUS OPENING OF REACTOR COOLANT LIQUID RELIEF VALVE | https://www.laka.org/english.html
1.1406 | 1.2019 | 0.061347 | 0.057129 | -1.2122 | Canada | GENTILLY-2 | 661 | 1995/9/4 | 0 | -999 | 2 | -999 | PRESSURIZER DRAIN VALVE FAILURE CAUSING HEAT TRANSPORT SYSTEM LEAKS AND FORCED OUTAGE | https://www.laka.org/english.html
1.2019 | 1.2111 | 0.0091424 | 0.079881 | -2.0389 | Canada | PICKERING-1 | 662 | 1996/4/19 | 0 | -999 | 1 | -999 | ECI impairment due to check valve failure resulting in forced outage of Pickering station | https://www.laka.org/english.html
1.2111 | 1.2458 | 0.034741 | 0.083172 | -1.4592 | Canada | POINT LEPREAU | 670 | 1996/5/24 | 0 | -999 | 1 | -999 | Failure to replace horizontal flux detector shielding after maintenance | https://www.laka.org/english.html
1.2458 | 1.2728 | 0.026942 | 0.095455 | -1.5696 | Canada | POINT LEPREAU | 670 | 1996/10/4 | 0 | -999 | 2 | -999 | Emergency water/reheater drains distribution header damage inside the steam generators | https://www.laka.org/english.html
1.2728 | 1.6437 | 0.37096 | 0.10475 | -0.43067 | Canada | POINT LEPREAU | 670 | 1997/1/17 | 0 | -999 | 1 | -999 | Primary heat transport system leakage from coolant channel outlet feeder | https://www.laka.org/english.html
1.6437 | 1.6888 | 0.045089 | 0.21583 | -1.3459 | Canada | DARLINGTON-3 | 657 | 2001/11/11 | 0 | -999 | 0 | -999 | Heat Transport Steam Bleed Valve Failed Open Causing Unit Trip | https://www.laka.org/english.html
1.6888 | 1.7303 | 0.041531 | 0.22758 | -1.3816 | Canada | BRUCE-6 | 652 | 2002/6/11 | 0 | -999 | 0 | -999 | Empty Pressure Tube Damaged During Routine Maintenance | https://www.laka.org/english.html
1.7303 | 1.7793 | 0.048971 | 0.23813 | -1.3101 | Canada | BRUCE-7 | 653 | 2002/12/24 | 0 | -999 | 1 | -999 | Start-up Instrumentation Impairment | https://www.laka.org/english.html
0.0040551 | 0.0080795 | 0.0040244 | -2.392 | -2.3953 | China | QINSHAN 1 | 620 | 1994/2/2 | 0 | -999 | 0 | -999 | REACOR SCRAM AND TURBINE TRIP BY RCP BUS LOW VOLTAGE | https://www.laka.org/english.html
0.0080795 | 0.017463 | 0.0093831 | -2.0926 | -2.0277 | China | GUANGDONG-1 | -999 | 1994/5/25 | 0 | -999 | 0 | -999 | REACTOR SCRAM BY ATWT SIGNAL DURING PERIODIC TEST | https://www.laka.org/english.html
0.017463 | 0.027426 | 0.0099639 | -1.7579 | -2.0016 | China | GUANGDONG-1 | -999 | 1995/2/14 | 0 | -999 | 1 | -999 | DROP TIME OF CONTROL RODS OUT OF CRITERION | https://www.laka.org/english.html
0.027426 | 0.097441 | 0.070015 | -1.5618 | -1.1548 | China | QINSHAN 1 | 620 | 1995/12/15 | 0 | -999 | 0 | -999 | TURBINE TRIP AND REACTOR SCRAM DUE TO TO AG WATER LEVEL HIGH-HIGH | https://www.laka.org/english.html
0.097441 | 0.66882 | 0.57138 | -1.0113 | -0.24308 | China | #N/A | -999 | 2001/3/18 | 0 | -999 | -999 | -999 | The pressurized water reactor was affected by a total loss of external and internal power supply. Power supply is crucial to evacuate residual heat from the reactor core. The plant is situated near the sea. Salt deposit on insulators due to foggy weather caused instability of the high voltage grid. During a switch to the grid a short circuit in a power switch of the emergency power line occurred and caused a cable fire. A breaker and switchgear was totally destroyed by the fire and the diesel generators could not be started up manually because of heavy smoke. It took about two hours to restore power supply. | https://onlinelibrary.wiley.com/doi/full/10.1111/risa.12587
0.66882 | 0.7912 | 0.12238 | -0.17469 | -0.91229 | China | #N/A | -999 | 2012/3/12 | 0 | 3.2 | -999 | -999 | Maintenance workers at the Kuosheng Nuclear Power Plant discovered cracked anchor bolts that forced a 3 day shutdown. | https://onlinelibrary.wiley.com/doi/full/10.1111/risa.12587
0.7912 | 0.79825 | 0.0070547 | -0.10172 | -2.1515 | China | #N/A | -999 | 2013/6/21 | 0 | 4.3 | -999 | -999 | Air dampener at the Kuosheng Nuclear Power Plant fell into the busbar and tripped the reactor and caused a shutdown. | https://onlinelibrary.wiley.com/doi/full/10.1111/risa.12587
0.015171 | 0.032335 | 0.017163 | -1.819 | -1.7654 | Czech Republic | DUKOVANY-3 | 575 | 1994/2/3 | 0 | -999 | 0 | -999 | TURBINE TRIP AND REACTOR POWER DECREASE DUE TO FAILURE OF AUXILIARY TRANSFORMER AT NPP DUKOVANY | https://www.laka.org/english.html
0.032335 | 0.034689 | 0.0023542 | -1.4903 | -2.6282 | Czech Republic | DUKOVANY-1 | 573 | 1995/5/2 | 0 | -999 | 1 | -999 | SHORT VIOLATION OF LIMITS AND CONDITIONS DUE TO ONE AND A HALF HOUR UNAVAILABILITY OF 2 OUT OF 3 SAFETY SYSTEMS | https://www.laka.org/english.html
0.034689 | 0.044628 | 0.0099386 | -1.4598 | -2.0027 | Czech Republic | DUKOVANY-1 | 573 | 1995/7/9 | 0 | -999 | -999 | -999 | SMALL SCALE FIRE IN THE SWITCHGEAR FOR THE SECONDARY CIRCUIT DURING SHUTDOWN | https://www.laka.org/english.html
0.044628 | 0.044809 | 0.00018138 | -1.3504 | -3.7414 | Czech Republic | DUKOVANY-2 | 574 | 1996/4/16 | 0 | -999 | 1 | -999 | Violation of limits and conditions - a late test of emergency core cooling system pumps | https://www.laka.org/english.html
0.044809 | 0.045897 | 0.0010883 | -1.3486 | -2.9633 | Czech Republic | DUKOVANY-3 | 575 | 1996/4/21 | 0 | -999 | 1 | -999 | Spurious signal for actuation of the ESFAS caused by human error | https://www.laka.org/english.html
0.045897 | 0.047639 | 0.0017413 | -1.3382 | -2.7591 | Czech Republic | DUKOVANY-1 | 573 | 1996/5/21 | 0 | -999 | -999 | -999 | Injuries in the NPP Dukovany non-related to nuclear and radiation safety | https://www.laka.org/english.html
0.047639 | 0.050903 | 0.0032649 | -1.322 | -2.4861 | Czech Republic | DUKOVANY-4 | 576 | 1996/7/8 | 0 | -999 | 1 | -999 | Violation of limts and conditions - a late test of spray pumps | https://www.laka.org/english.html
0.050903 | 0.065671 | 0.014768 | -1.2933 | -1.8307 | Czech Republic | DUKOVANY-4 | 576 | 1996/10/6 | 0 | -999 | 1 | -999 | Scram of the reactor caused by a wrong operation of the control room operator | https://www.laka.org/english.html
0.065671 | 0.075403 | 0.0097315 | -1.1826 | -2.0118 | Czech Republic | DUKOVANY-1 | 573 | 1997/11/9 | 0 | -999 | 0 | -999 | Small short-term fire in the switchboard in the NPP Dukovany | https://www.laka.org/english.html
0.075403 | 0.10573 | 0.030326 | -1.1226 | -1.5182 | Czech Republic | DUKOVANY-1 | 573 | 1998/7/28 | 0 | -999 | 0 | -999 | Small short-term fire in the electric rectifier in the NPP Dukovany | https://www.laka.org/english.html
0.10573 | 0.18169 | 0.075959 | -0.97581 | -1.1194 | Czech Republic | DUKOVANY-1 | 573 | 2000/10/6 | 0 | -999 | -999 | -999 | Fire at Dukovany NPP | https://www.laka.org/english.html
0.1677 | 0.18355 | 0.015848 | -0.77547 | -1.8 | Finland | LOVIISA-1 | 568 | 1990/5/28 | 0 | -999 | 1 | -999 | FEEDWATER TUBE RUPTURE DUE TO EROSION CORROSION | https://www.laka.org/english.html
0.18355 | 0.21751 | 0.033964 | -0.73625 | -1.469 | Finland | OLKILUOTO-2 | 571 | 1991/4/12 | 0 | -999 | 2 | -999 | FIRE IN SWITCHGEAR BUILDING | https://www.laka.org/english.html
0.21751 | 0.36054 | 0.14302 | -0.66252 | -0.84459 | Finland | LOVIISA-2 | 569 | 1993/2/25 | 0 | -999 | 2 | -999 | FEEDWATER PIPE RUPTURE | https://www.laka.org/english.html
0.36054 | 0.52637 | 0.16583 | -0.44305 | -0.78033 | Finland | LOVIISA-1 | 568 | 2000/8/17 | 0 | -999 | 1 | -999 | Water leakages at Loviisa-1 NPP unit from the fuel loading pool on 17 and 18 August 2000 during the annual maintenance outage | https://www.laka.org/english.html
0.45247 | 0.87589 | 0.42342 | -0.34441 | -0.37323 | France | #N/A | -999 | 1984/4/14 | 0 | 2.1 | -999 | -999 | Electrical cables failed at the command centre of the Bugey nuclear power plant and forced a complete shutdown of one reactor. | https://onlinelibrary.wiley.com/doi/full/10.1111/risa.12587
0.87589 | 1.0858 | 0.20988 | -0.05755 | -0.67804 | France | #N/A | -999 | 1986/5/22 | 0 | 5.4 | -999 | -999 | A reprocessing plant at Le Hague malfunctioned and exposed workers to unsafe levels of radiation. | https://onlinelibrary.wiley.com/doi/full/10.1111/risa.12587
1.0858 | 1.3522 | 0.2664 | 0.035737 | -0.57446 | France | #N/A | -999 | 1987/4/12 | 0 | 57.8 | -999 | -999 | Tricastin fast breeder reactor leaked coolant, sodium, and uranium hexachloride and injured workers and contaminated water supplies. | https://onlinelibrary.wiley.com/doi/full/10.1111/risa.12587
1.9417 | 1.9841 | 0.042329 | 0.28819 | -1.3734 | France | CREYS-MALVILLE | -999 | 1990/7/1 | 0 | -999 | 2 | -999 | IMPACT ON SAFETY DUE TO VIOLATION OF OPERATIONAL LIMITS AND CONDITIONS (IMPURITY DUE TO AIR INGRESS) | https://www.laka.org/english.html
1.9841 | 2.0166 | 0.032561 | 0.29756 | -1.4873 | France | TRICASTIN-1 | 564 | 1990/8/22 | 0 | -999 | 2 | -999 | IMPACT ON SAFETY DUE TO INOPERABILITY OF A SAFETY SYSTEM DESIGNED FOR ACCIDENT MITIGATION (CONTAINMENT SAND FILTERS) | https://www.laka.org/english.html
2.0166 | 2.1447 | 0.12809 | 0.30463 | -0.89248 | France | PALUEL-1 | 550 | 1990/10/1 | 0 | -999 | 2 | -999 | IMPACT ON SAFETY DUE TO PARTIAL INOPERABILITY OF THE LONG TERM COOLING SYSTEM (WATER SUMP FILTERS) | https://www.laka.org/english.html
2.1447 | 2.2142 | 0.069506 | 0.33137 | -1.158 | France | GRAVELINES-6 | 547 | 1991/3/4 | 0 | -999 | 2 | -999 | INOPERABILITY OF VALVES OF SAFETY SYSTEMS | https://www.laka.org/english.html
2.2142 | 2.2305 | 0.016304 | 0.34522 | -1.7877 | France | BELLEVILLE-2 | 498 | 1991/5/24 | 0 | -999 | 2 | -999 | UNAVAILABILITY OF REACTOR LEVEL MEASUREMENT | https://www.laka.org/english.html
2.2305 | 2.2391 | 0.008581 | 0.34841 | -2.0665 | France | CATTENOM-4 | 511 | 1991/6/12 | 0 | -999 | 2 | -999 | PARTIAL INOPERABILITY OF THE REACTOR PROTECTION SYSTEM | https://www.laka.org/english.html
2.2391 | 2.2734 | 0.034324 | 0.35008 | -1.4644 | France | BELLEVILLE-2 | 498 | 1991/6/22 | 0 | -999 | 2 | -999 | DEFECTIVE WELDS IN LOW PRESSURE SAFETY INJECTION SYSTEM | https://www.laka.org/english.html
2.2734 | 2.3103 | 0.036898 | 0.35668 | -1.433 | France | PALUEL-2 | 551 | 1991/8/1 | 0 | -999 | 2 | -999 | #N/A | https://www.laka.org/english.html
2.3103 | 2.3129 | 0.0025743 | 0.36368 | -2.5893 | France | FESSENHEIM-1 | 533 | 1991/9/13 | 0 | -999 | 2 | -999 | #N/A | https://www.laka.org/english.html
2.3129 | 2.3189 | 0.0060067 | 0.36416 | -2.2214 | France | CHINON-B1 | -999 | 1991/9/16 | 0 | -999 | 2 | -999 | #N/A | https://www.laka.org/english.html
2.3189 | 2.4231 | 0.10416 | 0.36529 | -0.98232 | France | BUGEY-2 | 504 | 1991/9/23 | 0 | -999 | 2 | -999 | #N/A | https://www.laka.org/english.html
2.4231 | 2.6083 | 0.1852 | 0.38437 | -0.73235 | France | DAMPIERRE-1 | 528 | 1992/1/22 | 0 | -999 | 2 | -999 | UNAVAILABILITY OF THE IODINE FILTERING OF REACTOR CONTROL ROOM VENTILATION SYSTEM | https://www.laka.org/english.html
2.6083 | 2.6528 | 0.044554 | 0.41636 | -1.3511 | France | CATTENOM-1 | 508 | 1992/8/21 | 0 | -999 | 2 | -999 | CATTENOM-1 | https://www.laka.org/english.html
2.6528 | 2.7426 | 0.089737 | 0.42371 | -1.047 | France | ST. ALBAN-1 | 557 | 1992/10/11 | 0 | -999 | 2 | -999 | ST. ALBAN-1 | https://www.laka.org/english.html
2.7426 | 3.0982 | 0.35561 | 0.43816 | -0.44902 | France | PALUEL-2 | 551 | 1993/1/20 | 0 | -999 | 2 | -999 | SUB-COOLING OF THE REACTOR COOLANT SYSTEM DURING A TEST | https://www.laka.org/english.html
3.0982 | 3.2142 | 0.11597 | 0.49111 | -0.93564 | France | BUGEY-5 | 507 | 1994/1/29 | 0 | -999 | 2 | -999 | FAILING TO COMPLY WITH THE OPERATING PROCEDURES | https://www.laka.org/english.html
3.2142 | 3.8637 | 0.64955 | 0.50707 | -0.18739 | France | TRICASTIN-4 | 567 | 1994/6/3 | 0 | -999 | 2 | -999 | FAILURE TO COMPLY WITH TECHNICAL SPECIFICATIONS FOR OPERATION AT REACTOR 4 | https://www.laka.org/english.html
3.8637 | 3.9015 | 0.037765 | 0.587 | -1.4229 | France | BELLEVILLE-1 | 497 | 1996/4/6 | 0 | -999 | 2 | -999 | Sticking of a control rod cluster during reactor scram | https://www.laka.org/english.html
3.9015 | 4.1209 | 0.21945 | 0.59123 | -0.65867 | France | CHINON-B1 | -999 | 1996/5/13 | 0 | -999 | 2 | -999 | Degradation of seismic stops of the reactor pit | https://www.laka.org/english.html
4.1209 | 4.2055 | 0.084588 | 0.61499 | -1.0727 | France | DAMPIERRE-1 | 528 | 1996/12/14 | 0 | -999 | 2 | -999 | Leakage on a piping connected to the primary circuit | https://www.laka.org/english.html
4.2055 | 4.6429 | 0.43742 | 0.62382 | -0.3591 | France | PALUEL-1 | 550 | 1997/3/7 | 0 | -999 | 2 | -999 | Exceeding the required operating limits, aggravated by safety culture problems | https://www.laka.org/english.html
4.6429 | 4.6719 | 0.028957 | 0.66679 | -1.5382 | France | CIVAUX-1 | 522 | 1998/5/13 | 0 | -999 | 2 | -999 | Large leak in the residual heat removal system (RHR) | https://www.laka.org/english.html
4.6719 | 4.9456 | 0.27369 | 0.66949 | -0.56274 | France | BELLEVILLE-2 | 498 | 1998/6/11 | 0 | -999 | 2 | -999 | Automatic shutdown of the reactor caused by spurious triggering of the containment spray system and jamming of a control cluster in the high position during this shutdown | https://www.laka.org/english.html
4.9456 | 5.2407 | 0.29517 | 0.69422 | -0.52993 | France | TRICASTIN-1 | 564 | 1999/3/11 | 0 | -999 | 2 | -999 | Dose to a worker exceeding a statutory annual dose limit | https://www.laka.org/english.html
5.2407 | 5.2418 | 0.0010143 | 0.71939 | -2.9938 | France | #N/A | -999 | 1999/12/27 | 0 | 63.1 | 2 | -999 | A storm flooded the Blayais-2 nuclear reactor and forced emergency shutdown after injection pumps and containment safety systems failed from water damage. | https://onlinelibrary.wiley.com/doi/full/10.1111/risa.12587
5.2418 | 5.4354 | 0.19367 | 0.71948 | -0.71294 | France | BLAYAIS-1 | 499 | 1999/12/28 | 0 | -999 | 2 | -999 | Partial loss of safeguards systems as a result of external flooding | https://www.laka.org/english.html
5.4354 | 5.5952 | 0.15978 | 0.73523 | -0.79646 | France | DAMPIERRE-1 | 528 | 2000/6/27 | 0 | -999 | 2 | -999 | Error in operating rules leading to safety injection system unavailability | https://www.laka.org/english.html
5.5952 | 5.7115 | 0.11631 | 0.74782 | -0.93437 | France | TRICASTIN-3 | 566 | 2000/11/24 | 0 | -999 | 2 | -999 | Successive events in operation during reactor restart | https://www.laka.org/english.html
5.7115 | 5.7343 | 0.02275 | 0.75675 | -1.643 | France | BELLEVILLE-1 | 497 | 2001/3/12 | 0 | -999 | 2 | -999 | Risk of recirculation system valves becoming jammed in 5 NPPs | https://www.laka.org/english.html
5.7343 | 6.0536 | 0.31931 | 0.75848 | -0.49578 | France | DAMPIERRE-4 | 531 | 2001/4/2 | 0 | -999 | 2 | -999 | Wrong positioning of fuel assemblies in the reactor vessel during refuelling operations | https://www.laka.org/english.html
6.0536 | 6.8067 | 0.75309 | 0.78201 | -0.12315 | France | #N/A | -999 | 2002/1/21 | 0 | 117.7 | 2 | -999 | Control systems and safety valves failed after improper installation of condensers and forced a two month shutdown. | https://onlinelibrary.wiley.com/doi/full/10.1111/risa.12587
6.8067 | 6.8543 | 0.047662 | 0.83294 | -1.3218 | France | #N/A | -999 | 2003/11/19 | 0 | -999 | 2 | -999 | Worker was contaminated by plutonium during a dust remova opperation | https://onlinelibrary.wiley.com/doi/full/10.1111/risa.12587
6.8543 | 6.9337 | 0.079342 | 0.83597 | -1.1005 | France | All NPP - generic | -999 | 2003/12/31 | 0 | -999 | 2 | -999 | Anomaly on the water recirculation circuits of French pressurised water reactors | https://www.laka.org/english.html
6.9337 | 7.0119 | 0.078207 | 0.84096 | -1.1068 | France | All NPP - generic | -999 | 2004/3/9 | 0 | -999 | 2 | -999 | Generic anomaly on some power supply boxes of the French pressurised water reactors | https://www.laka.org/english.html
7.0119 | 7.6758 | 0.6639 | 0.84584 | -0.1779 | France | CATTENOM-2 | 509 | 2004/5/16 | 0 | 13.9 | 1 | -999 | Sub-standard electrical cables at the Cattenon-2 nuclear reactor caused a fire in an electricity funnel that damaged safety systems. | https://onlinelibrary.wiley.com/doi/full/10.1111/risa.12587
7.6758 | 8.7628 | 1.087 | 0.88512 | 0.036233 | France | All NPP - generic | -999 | 2005/12/9 | 0 | -999 | 2 | -999 | Anomaly on safety pumps of 900 MW reactors | https://www.laka.org/english.html
8.7628 | 9.1276 | 0.36477 | 0.94264 | -0.43798 | France | #N/A | -999 | 2008/7/13 | 0 | 8.6 | 1 | -999 | The nuclear power operator Areva reported that dozens of liters of wastewater contaminated with uranium were accidentally poured on the ground and ran into river. | https://onlinelibrary.wiley.com/doi/full/10.1111/risa.12587
9.1276 | 9.1944 | 0.066841 | 0.96036 | -1.175 | France | #N/A | -999 | 2009/6/10 | 0 | -999 | 2 | -999 | Underestimation of plutonium deposits in the facility glove boxes, operations suspended for a month | https://onlinelibrary.wiley.com/doi/full/10.1111/risa.12587
9.1944 | 9.3122 | 0.11777 | 0.96352 | -0.92897 | France | #N/A | -999 | 2009/8/12 | 0 | 2.1 | 1 | -999 | Assembly system failed to properly eject spent fuel rods from the Gravelines Nuclear Power Plant and caused the fuel rods to jam and the reactor to shutdown. | https://onlinelibrary.wiley.com/doi/full/10.1111/risa.12587
9.3122 | 9.47 | 0.15783 | 0.96905 | -0.8018 | France | CRUAS-4 | 527 | 2009/12/1 | 0 | 4 | 2 | -999 | Vegetation blocked the intake of the cooling system, forcing shutdown and repairs | https://onlinelibrary.wiley.com/doi/full/10.1111/risa.12587
9.47 | 9.8053 | 0.33523 | 0.97635 | -0.47465 | France | CHINON-B4 | -999 | 2010/4/23 | 0 | -999 | 2 | -999 | Worker overexposure | https://www.laka.org/english.html
9.8053 | 10.0449 | 0.23963 | 0.99146 | -0.62045 | France | TRICASTIN-3 | 566 | 2011/2/16 | 0 | -999 | 2 | -999 | Failed back-up diesel generator was discovered during a periodic test | https://onlinelibrary.wiley.com/doi/full/10.1111/risa.12587
10.0449 | 10.0553 | 0.010369 | 1.0019 | -1.9843 | France | #N/A | -999 | 2011/9/12 | 1 | 12.8 | -999 | -999 | Marcoule Centraco nuclear waste site's oven used to melt radioactive waste exploded and killed one person and burned four others. | https://onlinelibrary.wiley.com/doi/full/10.1111/risa.12587
10.0553 | 10.1601 | 0.10484 | 1.0024 | -0.97948 | France | #N/A | -999 | 2011/9/21 | 1 | -999 | 1 | -999 | One worker died and four were injured when an explosion in the nuclear facility triggered a fire | https://onlinelibrary.wiley.com/doi/full/10.1111/risa.12587
10.1601 | 10.2778 | 0.11768 | 1.0069 | -0.9293 | France | #N/A | -999 | 2011/12/21 | 0 | -999 | 2 | -999 | Absence of siphon-breakers in two out of the four reactors of the facility | https://onlinelibrary.wiley.com/doi/full/10.1111/risa.12587
10.2778 | 10.3098 | 0.032055 | 1.0119 | -1.4941 | France | PENLY-2 | 555 | 2012/4/5 | 0 | 12.8 | 1 | -999 | Leaking oil from a reactor pump caught fire and forced an emergency shutdown of the number 2 reactor of EDF's Penly Nuclear Power Plant. | https://onlinelibrary.wiley.com/doi/full/10.1111/risa.12587
10.3098 | 10.4701 | 0.16027 | 1.0133 | -0.79514 | France | #N/A | -999 | 2012/5/4 | 0 | -999 | 1 | -999 | As a concequence of fire radioactive water leaked into the collection tanks inside the reactor buldings | https://onlinelibrary.wiley.com/doi/full/10.1111/risa.12587
10.4701 | 10.5011 | 0.030949 | 1.02 | -1.5093 | France | #N/A | -999 | 2012/9/26 | 0 | -999 | 2 | -999 | Non-complience to regulations applicable to labelling, storage and transfer of wet fissible materials | https://onlinelibrary.wiley.com/doi/full/10.1111/risa.12587
10.5011 | 10.7014 | 0.20036 | 1.0212 | -0.69818 | France | #N/A | -999 | 2012/10/24 | 0 | -999 | 1 | -999 | Leak on the auxialliary line of the reactor's coolant system | https://onlinelibrary.wiley.com/doi/full/10.1111/risa.12587
10.7014 | 11.5608 | 0.85935 | 1.0294 | -0.065832 | France | BLAYAIS-4 | 502 | 2013/4/24 | 0 | -999 | 2 | -999 | Accidental overexposure of a worker beyond regulatory limit | https://onlinelibrary.wiley.com/doi/full/10.1111/risa.12587
11.5608 | 11.6542 | 0.09347 | 1.063 | -1.0293 | France | #N/A | -999 | 2015/5/28 | 0 | -999 | 1 | -999 | Unexpected opening of a secondary system valve which resulted in a steam release | https://onlinelibrary.wiley.com/doi/full/10.1111/risa.12587
11.6542 | 12.3696 | 0.71532 | 1.0665 | -0.1455 | France | BLAYAIS-4 | 502 | 2015/8/18 | 0 | -999 | 2 | -999 | Accidental overexposure of a worker to a dose of ionising radiation exceeding regulation limits | https://onlinelibrary.wiley.com/doi/full/10.1111/risa.12587
12.3696 | 12.4142 | 0.044666 | 1.0924 | -1.35 | France | BELLEVILLE-1 | 497 | 2017/6/20 | 0 | -999 | 2 | -999 | Emergency diesel generators auxiliary systems not compliant with seismic requirements on the 1300 MW reactors (8 sites - 20 reactors) | https://www.laka.org/english.html
12.4142 | 12.4308 | 0.01662 | 1.0939 | -1.7794 | France | BELLEVILLE-1 | 497 | 2017/8/2 | 0 | -999 | 2 | -999 | Risk of loss of heat sink in case of an earthquake - 20 reactors concerned | https://www.laka.org/english.html
12.4308 | 12.5171 | 0.086216 | 1.0945 | -1.0644 | France | TRICASTIN-1 | 564 | 2017/8/18 | 0 | -999 | 2 | -999 | Insufficient seismic resistance of a part of the canal embankment along the Tricastin NPP | https://www.laka.org/english.html
0.084256 | 0.25937 | 0.17512 | -1.0744 | -0.75668 | Germany | STADE | 492 | 1991/8/14 | 0 | -999 | 0 | -999 | #N/A | https://www.laka.org/english.html
0.25937 | 0.58623 | 0.32686 | -0.58608 | -0.48564 | Germany | BRUNSBUETTEL | 465 | 1992/11/1 | 0 | -999 | 1 | -999 | BRUNSBUETTEL | https://www.laka.org/english.html
0.58623 | 1.0709 | 0.4847 | -0.23193 | -0.31453 | Germany | BIBLIS-B | 463 | 1995/2/23 | 0 | -999 | 0 | -999 | SMALL LEAKAGE OF PRIMARY COOLANT AT NPP BIBLIS, UNIT B | https://www.laka.org/english.html
1.0709 | 1.5616 | 0.49067 | 0.02976 | -0.30921 | Germany | UNTERWESER | 494 | 1998/6/6 | 0 | -999 | 2 | -999 | Unavailability of 1 out of 4 main steam safety and relief valve station | https://www.laka.org/english.html
1.5616 | 1.6148 | 0.053193 | 0.19357 | -1.2741 | Germany | PHILIPPSBURG-2 | 490 | 2001/8/12 | 0 | -999 | 2 | -999 | Philippsburg (Germany) (see 9.2.3.1) A deviation from the specified boron concentration 鈥?a neutron absorber needed to slow down or stop the nuclear reaction 鈥?in several flooding storage tanks during the restart of the plant was reported to the authorities. In addition, the liquid level had not reached the required value fixed in the operational instructions for the start-up and was only implemented with a delay. The emergency core cooling system will only work effectively if it is operated according to the design basis conditions. Subsequent investigations revealed that significant deviations from start-up requirements and violations from related instructions seemed to be common probably for several years and took place in other German nuclear plants. | https://onlinelibrary.wiley.com/doi/full/10.1111/risa.12587
1.6148 | 2.701 | 1.0862 | 0.20812 | 0.035917 | Germany | BRUNSBUETTEL | 465 | 2001/12/14 | 0 | -999 | 1 | -999 | Brunsbttel (Germany) (see 9.2.5.1) A hydrogen explosion caused a high degree of damage to the spray system piping of the boiling water reactor. The head spray line is used for cooling the inner surface of the reactor pressure vessel head and the flange area upon plant shutdown. Some parts of the 5.6 mm diameter pipes were ruptured. An approximately 2.7 m long piping section had burst and was completely destroyed. Some sections of the piping were missing. Prior to this event the possibility of severe explosions caused by radiolysis gas during normal operation was nearly excluded | https://onlinelibrary.wiley.com/doi/full/10.1111/risa.12587
0.080924 | 0.090959 | 0.010035 | -1.0919 | -1.9985 | Hungary | PAKS-1 | 457 | 1991/7/18 | 0 | -999 | 1 | -999 | #N/A | https://www.laka.org/english.html
0.090959 | 0.092809 | 0.0018496 | -1.0412 | -2.7329 | Hungary | PAKS-4 | 460 | 1992/5/3 | 0 | -999 | 1 | -999 | UNCONTROLLED INCREASE OF REACTOR POWER | https://www.laka.org/english.html
0.092809 | 0.095671 | 0.0028616 | -1.0324 | -2.5434 | Hungary | PAKS-1 | 457 | 1992/6/25 | 0 | -999 | 0 | -999 | LEVEL DECREASE IN THE EMERGENCY BORON TANK | https://www.laka.org/english.html
0.095671 | 0.099125 | 0.0034548 | -1.0192 | -2.4616 | Hungary | PAKS-2 | 458 | 1992/9/15 | 0 | -999 | 1 | -999 | DETERIORATION OF NATURAL CIRCULATION | https://www.laka.org/english.html
0.099125 | 0.11212 | 0.012999 | -1.0038 | -1.8861 | Hungary | PAKS-2 | 458 | 1992/12/23 | 0 | -999 | 1 | -999 | LEVEL DECREASE IN ECCS TANK 20TJ20B001,2 | https://www.laka.org/english.html
0.11212 | 0.13583 | 0.023704 | -0.9503 | -1.6252 | Hungary | PAKS-4 | 460 | 1994/1/3 | 0 | -999 | 1 | -999 | RENDERING AN EMERGENCY FEEDWATER PUMP AND AN AUXILIARY EMERGENCY FEEDWATER PUMP AVAILABLE FOR A SHORT TIME WITHOUT ADHERANCE TO THE REQUIREMENTS OF THE TECSPECS | https://www.laka.org/english.html
0.13583 | 0.15878 | 0.022948 | -0.86701 | -1.6393 | Hungary | PAKS-2 | 458 | 1995/11/8 | 0 | -999 | 2 | -999 | Degradation of the control rod system due to sticking of one control rod assembly | https://www.laka.org/english.html
0.15878 | 0.20816 | 0.049387 | -0.79921 | -1.3064 | Hungary | PAKS-3 | 459 | 1997/8/20 | 0 | -999 | 2 | -999 | Sticking of one control rod during reactor protection actuation after the turbine control system's test | https://www.laka.org/english.html
0.20816 | 0.23048 | 0.022319 | -0.6816 | -1.6513 | Hungary | PAKS-2 | 458 | 2001/6/22 | 0 | -999 | 0 | -999 | Fire in the A110/2 cable corridor | https://www.laka.org/english.html
0.23048 | 0.26692 | 0.036438 | -0.63736 | -1.4384 | Hungary | #N/A | -999 | 2003/4/10 | 0 | 42.8 | 3 | 3.9 | Damaged fuel rods hemorrhaged spent fuel pellets and corroded heavy water reactor. | https://www.sciencedirect.com/science/article/pii/S0301421508000529#tbl2
0.26692 | 0.29348 | 0.026564 | -0.57362 | -1.5757 | Hungary | PAKS-4 | 460 | 2006/6/22 | 0 | -999 | 1 | -999 | Temperature increase of control rod drive housing 6/7 during restart of Unit 4 | https://www.laka.org/english.html
0.29348 | 0.30461 | 0.011128 | -0.53242 | -1.9536 | Hungary | PAKS-1 | 457 | 2008/7/7 | 0 | -999 | 1 | -999 | Deterioration of the containment depression of unit 1 during an air locking operation for maintenance activities | https://www.laka.org/english.html
0.30461 | 0.34701 | 0.042397 | -0.51625 | -1.3727 | Hungary | PAKS-4 | 460 | 2009/5/4 | 0 | -999 | 2 | -999 | Drop out of a SPND from transport container into the reactor hall during outage | https://www.laka.org/english.html
0.34701 | 0.35782 | 0.01081 | -0.45966 | -1.9662 | Hungary | PAKS-1 | 457 | 2012/5/9 | 0 | -999 | 1 | -999 | Deviation from specifications on a maintenance task due to lack of written instructions | https://onlinelibrary.wiley.com/doi/full/10.1111/risa.12587
0.041343 | 0.046877 | 0.0055337 | -1.3836 | -2.257 | India | #N/A | -999 | 1989/9/10 | 0 | 89.9 | -999 | -999 | Operators at the Tarapur nuclear power plant discovered the reactor had been leaking radioactive iodine through its cooling structures and discovered radiation levels of iodine-129 more than 700 times normal levels. | https://onlinelibrary.wiley.com/doi/full/10.1111/risa.12587
0.046877 | 0.047597 | 0.0007206 | -1.329 | -3.1423 | India | KALPAKKAM-1 | -999 | 1990/9/4 | 0 | -999 | 0 | -999 | FIRE IN CALANDRIA VAULT DRYER AREA | https://www.laka.org/english.html
0.047597 | 0.047717 | 0.0001201 | -1.3224 | -3.9205 | India | RAJASTHAN-1 | 445 | 1990/10/16 | 0 | -999 | 1 | -999 | DROPPING OF SPENT FUEL BUNDLES OF CHANNEL P-09 IN SOUTH SIDEFUEL TRANSFER CAVITY | https://www.laka.org/english.html
0.047717 | 0.047992 | 0.00027451 | -1.3213 | -3.5614 | India | KALPAKKAM-1 | -999 | 1990/10/23 | 0 | -999 | 1 | -999 | MG-TRIPPING ON UNDER/OVER FREQUENCY PROTECTION | https://www.laka.org/english.html
0.047992 | 0.048181 | 0.00018873 | -1.3188 | -3.7242 | India | KALPAKKAM-2 | -999 | 1990/11/8 | 0 | -999 | 0 | -999 | LE ADJUSTER OPERATION | https://www.laka.org/english.html
0.048181 | 0.048833 | 0.00065197 | -1.3171 | -3.1858 | India | TARAPUR-1 | 453 | 1990/11/19 | 0 | -999 | 0 | -999 | REACTOR SCRAM ON PRM HIGH FLUX SUBSEQUENT TO SPURIOUS ACTUATION OF REACTOR RELIEF VALVES A & B (SRUOR-1-90-8) | https://www.laka.org/english.html
0.048833 | 0.049015 | 0.00018204 | -1.3113 | -3.7398 | India | KALPAKKAM-2 | -999 | 1990/12/27 | 0 | -999 | 0 | -999 | LOSS OF RAM-C POSITION INDICATION | https://www.laka.org/english.html
0.049015 | 0.049721 | 0.00070589 | -1.3097 | -3.1513 | India | KALPAKKAM-1 | -999 | 1991/1/7 | 0 | -999 | 1 | -999 | SHUT DOWN OF MAPS UNITS 1 AND 2 FOLLOWING INABILITY TO MEET MINIMUM STAFF REQUIREMENT | https://www.laka.org/english.html
0.049721 | 0.049753 | 3.2086e-05 | -1.3035 | -4.4937 | India | KALPAKKAM-2 | -999 | 1991/2/20 | 0 | -999 | 0 | -999 | ADJUSTER ROD 24V DC FAILURE | https://www.laka.org/english.html
0.049753 | 0.049961 | 0.00020856 | -1.3032 | -3.6808 | India | TARAPUR-1 | 453 | 1991/2/22 | 0 | -999 | 0 | -999 | LOWERING OF REACTOR WATER LEVEL BELOW CORE SPRAY ACTUATION LEVEL | https://www.laka.org/english.html
0.049961 | 0.050458 | 0.00049733 | -1.3014 | -3.3034 | India | KALPAKKAM-1 | -999 | 1991/3/7 | 0 | -999 | 1 | -999 | HEAVY WATER SPILL FROM MODERATOR SYSTEM | https://www.laka.org/english.html
0.050458 | 0.050475 | 1.6043e-05 | -1.2971 | -4.7947 | India | TARAPUR-2 | 454 | 1991/4/7 | 0 | -999 | 1 | -999 | MISGRAPPLING OF FUEL BUNDLE MB-140 IN THE CORE OF UNIT NO. 2 | https://www.laka.org/english.html
0.050475 | 0.050555 | 8.0215e-05 | -1.2969 | -4.0957 | India | RAJASTHAN-2 | 446 | 1991/4/8 | 0 | -999 | 0 | -999 | LEAK FROM FUELLING MACHINE | https://www.laka.org/english.html
0.050555 | 0.050876 | 0.00032086 | -1.2962 | -3.4937 | India | RAJASTHAN-1 | 445 | 1991/4/13 | 0 | -999 | 0 | -999 | HEAVY WATER LEAK FROM INSTRUMENT TUBING | https://www.laka.org/english.html
0.050876 | 0.05195 | 0.0010749 | -1.2935 | -2.9686 | India | KALPAKKAM-2 | -999 | 1991/5/3 | 0 | -999 | 1 | -999 | FAILURE OF FUEL OIL LINE IN RUNNING DG-2 | https://www.laka.org/english.html
0.05195 | 0.051967 | 1.6043e-05 | -1.2844 | -4.7947 | India | RAJASTHAN-2 | 446 | 1991/7/9 | 0 | -999 | 1 | -999 | HIGH ACTIVITY IN TB PIT | https://www.laka.org/english.html
0.051967 | 0.052223 | 0.00025669 | -1.2843 | -3.5906 | India | TARAPUR-1 | 453 | 1991/7/10 | 0 | -999 | 0 | -999 | UNIT NO. 1 REACTOR SCRAM ON PRM HIGH FLUX | https://www.laka.org/english.html
0.052223 | 0.053844 | 0.0016203 | -1.2821 | -2.7904 | India | KALPAKKAM-1 | -999 | 1991/7/26 | 0 | -999 | 0 | -999 | #N/A | https://www.laka.org/english.html
0.053844 | 0.054453 | 0.00060963 | -1.2689 | -3.2149 | India | KALPAKKAM-1 | -999 | 1991/11/4 | 0 | -999 | 1 | -999 | LOSS OF CLASS III SUPPLY DUE TO FAULT IN CLASS III BUS SUPPLY BREAKER | https://www.laka.org/english.html
0.054453 | 0.054565 | 0.0001123 | -1.264 | -3.9496 | India | KALPAKKAM-2 | -999 | 1991/12/12 | 0 | -999 | 0 | -999 | REACTOR TRIP ON LOW PHT PRESSURE | https://www.laka.org/english.html
0.054565 | 0.054868 | 0.00030207 | -1.2631 | -3.5199 | India | KALPAKKAM-1 | -999 | 1991/12/19 | 0 | -999 | 0 | -999 | REACTOR TRIP ON LOW PHT PRESSURE | https://www.laka.org/english.html
0.054868 | 0.05556 | 0.00069198 | -1.2607 | -3.1599 | India | RAJASTHAN-2 | 446 | 1992/1/6 | 0 | -999 | 0 | -999 | PLANNED UNIT SHUTDOWN DUE TO BLOCKADE OF ROAD | https://www.laka.org/english.html
0.05556 | 0.055934 | 0.00037404 | -1.2552 | -3.4271 | India | TARAPUR-2 | 454 | 1992/2/12 | 0 | -999 | 0 | -999 | UNIT-2 REACTOR SCRAM DUE TO GRID DISTURBANCES | https://www.laka.org/english.html
0.055934 | 0.056439 | 0.00050496 | -1.2523 | -3.2967 | India | KALPAKKAM-1 | -999 | 1992/3/3 | 0 | -999 | 0 | -999 | LOSS OF POWER SUPPLY TO CLASS IV SYSTEMS AND UNIT OUTAGE | https://www.laka.org/english.html
0.056439 | 0.056457 | 1.8702e-05 | -1.2484 | -4.7281 | India | KALPAKKAM-2 | -999 | 1992/3/30 | 0 | -999 | 1 | -999 | DROPPING OF A SPENT FUEL BUNDLE IN INSPECTION BAY | https://www.laka.org/english.html
0.056457 | 0.057112 | 0.00065458 | -1.2483 | -3.184 | India | TARAPUR-2 | 454 | 1992/3/31 | 0 | -999 | 0 | -999 | REACTOR UNIT NO.2 SCRAM ON TOTAL LOSS OF POWER | https://www.laka.org/english.html
0.057112 | 0.057205 | 9.3511e-05 | -1.2433 | -4.0291 | India | KALPAKKAM-1 | -999 | 1992/5/5 | 0 | -999 | 0 | -999 | MODERATOR DUMP TIME RECORDING HIGHER THAN NORMAL | https://www.laka.org/english.html
0.057205 | 0.057261 | 5.6107e-05 | -1.2426 | -4.251 | India | RAJASTHAN-2 | 446 | 1992/5/10 | 0 | -999 | 0 | -999 | PARTIAL DRAINING OF H2O DOUSING TANK DURING UNIT START UP | https://www.laka.org/english.html
0.057879 | 0.058122 | 0.00024313 | -1.2375 | -3.6142 | India | TARAPUR-1 | 453 | 1992/6/15 | 0 | -999 | 0 | -999 | REACTOR UNIT NO. 1 SCRAM ON TOTAL LOSS OF POWER | https://www.laka.org/english.html
0.058122 | 0.058739 | 0.00061717 | -1.2357 | -3.2096 | India | RAJASTHAN-2 | 446 | 1992/6/28 | 0 | -999 | 1 | -999 | TRITIUM ACTIVITY IN PROCESS WATER RETURN | https://www.laka.org/english.html
0.058739 | 0.059132 | 0.00039275 | -1.2311 | -3.4059 | India | TARAPUR-2 | 454 | 1992/7/31 | 0 | -999 | 0 | -999 | UNIT NO. 2 REACTOR SCRAM ON PRM HIGH FLUX | https://www.laka.org/english.html
0.059375 | 0.059618 | 0.00024313 | -1.2264 | -3.6142 | India | RAJASTHAN-2 | 446 | 1992/9/3 | 0 | -999 | 1 | -999 | RAJASTHAN-2 | https://www.laka.org/english.html
0.059618 | 0.060123 | 0.00050496 | -1.2246 | -3.2967 | India | KALPAKKAM-2 | -999 | 1992/9/16 | 0 | -999 | 1 | -999 | KALPAKKAM-2 | https://www.laka.org/english.html
0.060123 | 0.060179 | 5.6107e-05 | -1.221 | -4.251 | India | KALPAKKAM-1 | -999 | 1992/10/13 | 0 | -999 | 0 | -999 | KALPAKKAM-1 | https://www.laka.org/english.html
0.060179 | 0.061896 | 0.0017172 | -1.2206 | -2.7652 | India | TARAPUR-1 | 453 | 1992/10/16 | 0 | -999 | 0 | -999 | TARAPUR-1 | https://www.laka.org/english.html
0.061896 | 0.061915 | 1.8474e-05 | -1.2083 | -4.7334 | India | KALPAKKAM-2 | -999 | 1993/1/16 | 0 | -999 | 0 | -999 | NON TRIPPING OV CHANNEL-E ON HIGH BOILER DIFFERENTIAL TEMPERATURE WHILE DOING TESTING | https://www.laka.org/english.html
0.061915 | 0.062672 | 0.00075742 | -1.2082 | -3.1207 | India | RAJASTHAN-2 | 446 | 1993/1/17 | 0 | -999 | 0 | -999 | NON-AVAILABILITY OF CHANNEL TEMPERATURE MONITORING (CTM) INSTALLATION-2 | https://www.laka.org/english.html
0.062672 | 0.063263 | 0.00059115 | -1.2029 | -3.2283 | India | NARORA-2 | -999 | 1993/2/27 | 0 | -999 | 1 | -999 | WATER INGRESS IN ION CHAMBER HOUSING OF CHANNEL B & E OF REACTOR REGULATING AND PROTECTIVE SYSTEM | https://www.laka.org/english.html
0.063263 | 0.069855 | 0.0065921 | -1.1988 | -2.181 | India | NARORA-1 | -999 | 1993/3/31 | 0 | 254.7 | 3 | -999 | The Narora Atomic Power Station suffered a fire at two of its steam turbine blades that damaged two heavy water reactors and almost led to a meltdown. | https://onlinelibrary.wiley.com/doi/full/10.1111/risa.12587
0.069855 | 0.074409 | 0.0045534 | -1.1558 | -2.3417 | India | CIRUS | -999 | 1994/4/12 | 0 | -999 | 1 | -999 | IRRADIATED FUEL ROD REMAINING IN THE FLASK WITHOUT COOLING - HUMAN ERROR | https://www.laka.org/english.html
0.074409 | 0.07451 | 0.00010153 | -1.1284 | -3.9934 | India | #N/A | -999 | 1995/2/2 | 0 | 323.1 | -999 | -999 | The Rajasthan Atomic Power Station leaked radioactive helium and heavy water into the Rana Pratap Sagar River requiring a two year shutdown. | https://onlinelibrary.wiley.com/doi/full/10.1111/risa.12587
0.07451 | 0.080115 | 0.0056046 | -1.1278 | -2.2515 | India | KALPAKKAM-2 | -999 | 1995/2/7 | 0 | -999 | 0 | -999 | STEAM GENERATOR TUBE LEAK AT MAPS-2 | https://www.laka.org/english.html
0.080115 | 0.081069 | 0.00095441 | -1.0963 | -3.0203 | India | TARAPUR-1 | 453 | 1995/11/10 | 0 | -999 | 1 | -999 | Non-closure of primary steam isolating valves on auto during total loss of power incident | https://www.laka.org/english.html
0.081069 | 0.081264 | 0.00019458 | -1.0911 | -3.7109 | India | NARORA-2 | -999 | 1995/12/27 | 0 | -999 | 0 | -999 | Reactor trip on low PHT pressure due to change in power while reverse fueling of channel | https://www.laka.org/english.html
0.081264 | 0.08131 | 4.6521e-05 | -1.0901 | -4.3323 | India | NARORA-2 | -999 | 1996/1/5 | 0 | -999 | 0 | -999 | Reactor trip on adjuster rod cooling flow very low | https://www.laka.org/english.html
0.08131 | 0.082985 | 0.0016748 | -1.0899 | -2.776 | India | KALPAKKAM-1 | -999 | 1996/1/7 | 0 | -999 | 0 | -999 | D2O leak from a calandria tube sheet plug | https://www.laka.org/english.html
0.082985 | 0.091655 | 0.00867 | -1.081 | -2.062 | India | NARORA-1 | -999 | 1996/3/19 | 0 | -999 | 0 | -999 | Unit trip on no primary circulating pump running | https://www.laka.org/english.html
0.091655 | 0.094185 | 0.0025294 | -1.0378 | -2.597 | India | KAKRAPAR-1 | 432 | 1997/3/2 | 0 | -999 | 0 | -999 | Reactor trip on PHT pressure less than 79.6 kg/cm2 for 15 seconds | https://www.laka.org/english.html
0.094185 | 0.11014 | 0.015951 | -1.026 | -1.7972 | India | KAKRAPAR-1 | 432 | 1997/5/18 | 0 | -999 | 2 | -999 | Actuation of secondary shutdown system (SSS) on slow insertion of more than one rod of primary shutdown system (PSS) | https://www.laka.org/english.html
0.11014 | 0.11691 | 0.0067779 | -0.95807 | -2.1689 | India | NARORA-2 | -999 | 1998/9/11 | 0 | -999 | 2 | -999 | Overexposure of two workers | https://www.laka.org/english.html
0.11691 | 0.12817 | 0.011254 | -0.93213 | -1.9487 | India | KALPAKKAM-2 | -999 | 1999/3/26 | 0 | -999 | 2 | -999 | Leak from coolant channel K-05 at MAPS-2 | https://www.laka.org/english.html
0.12817 | 0.13173 | 0.0035581 | -0.89222 | -2.4488 | India | KAKRAPAR-1 | 432 | 2000/1/26 | 0 | -999 | 0 | -999 | Earthquake in the Indian State of Gujarat | https://www.laka.org/english.html
0.13173 | 0.14182 | 0.010096 | -0.88033 | -1.9958 | India | NARORA-2 | -999 | 2000/4/15 | 0 | -999 | 1 | -999 | Moderator water leak in moderator room | https://www.laka.org/english.html
0.14182 | 0.18101 | 0.039187 | -0.84825 | -1.4069 | India | NARORA-1 | -999 | 2000/11/28 | 0 | -999 | 0 | -999 | Forced shutdown of Narora Unit-1 due to unavailability of make up water | https://www.laka.org/english.html
0.18101 | 0.19093 | 0.0099193 | -0.7423 | -2.0035 | India | #N/A | -999 | 2002/10/22 | 0 | 34.2 | -999 | -999 | Almost 100 kilograms of radioactive sodium at a fast breeder reactor leaked into a purification cabin and ruined a number of valves and operating systems. | https://onlinelibrary.wiley.com/doi/full/10.1111/risa.12587
0.19093 | 0.20725 | 0.016317 | -0.71913 | -1.7874 | India | NARORA-2 | -999 | 2003/4/25 | 0 | -999 | 1 | -999 | Heavy water leak from a defuelled coolant channel in a PHWR during Inspection, with reactor in shutdown state | https://www.laka.org/english.html
0.20725 | 0.22109 | 0.013848 | -0.68351 | -1.8586 | India | KAKRAPAR-1 | 432 | 2004/3/10 | 0 | -999 | 2 | -999 | Reactor Trip on steam generator differential temperature high due to loss of power supply to Reactor regulating system | https://www.laka.org/english.html
0.22109 | 0.25741 | 0.036314 | -0.65542 | -1.4399 | India | KALPAKKAM-2 | -999 | 2004/12/26 | 0 | -999 | 0 | -999 | Safe shutdown of Kalpakkam-2 reactor due to seawater entry into pump house | https://www.laka.org/english.html
0.25741 | 0.34656 | 0.089154 | -0.58938 | -1.0499 | India | #N/A | -999 | 2006/12/24 | 0 | 28.9 | -999 | -999 | One of the pipes carrying radioactive waste from the Jadugoda uranium mill ruptured and distributed radioactive materials more than 100 square kilometers. | https://onlinelibrary.wiley.com/doi/full/10.1111/risa.12587
0.34656 | 0.38314 | 0.036577 | -0.46022 | -1.4368 | India | KAKRAPAR-2 | 433 | 2011/5/30 | 0 | -999 | 2 | -999 | Over exposure of workers beyond annual regulatory limit | https://www.laka.org/english.html
0.38314 | 0.45098 | 0.067845 | -0.41664 | -1.1685 | India | RAJASTHAN-5 | 449 | 2012/6/23 | 0 | -999 | 1 | -999 | Exposure of workers to tritium | https://onlinelibrary.wiley.com/doi/full/10.1111/risa.12587
0.45098 | 0.52324 | 0.07226 | -0.34584 | -1.1411 | India | TARAPUR-4 | 456 | 2014/5/17 | 0 | -999 | 1 | -999 | Overexpossure of a worker during a transfer operation of irradiated neutron detector | https://onlinelibrary.wiley.com/doi/full/10.1111/risa.12587
1.2697 | 1.4915 | 0.22181 | 0.10371 | -0.65401 | Japan | TSURUGA-2 | 421 | 1989/6/26 | 0 | -999 | 0 | -999 | FAILURE OF THE MAIN FEEDWATER PUMP DUE TO ABSENCE OF REQUALIFICATION TEST AFTER MAINTENANCE | https://www.https://www.laka.org/english.html.org/docu/ines/event/92
1.4915 | 1.536 | 0.044479 | 0.17363 | -1.3518 | Japan | FUKUSHIMA-DAIICHI-3 | 363 | 1990/9/9 | 0 | -999 | 0 | -999 | REACTOR AUTOMATIC SHUTDOWN DUE TO INCORRECT FUNCTIONING OF A MAIN STEAM ISOLATION VALVE | https://www.laka.org/english.html
1.536 | 1.5717 | 0.03572 | 0.18639 | -1.4471 | Japan | SHIMANE-2 | 409 | 1990/12/4 | 0 | -999 | 0 | -999 | REACTOR AUTOMATIC SHUTDOWN DUE TO MISOPERATION BY AN OPERATOR | https://www.laka.org/english.html
1.5717 | 1.9038 | 0.33203 | 0.19638 | -0.47882 | Japan | #N/A | -999 | 1991/2/9 | 0 | -999 | -999 | -999 | Mihama-2 (Japan) (see 9.2.2.3) A steam generator tube rupture occurred at Mihama-2 pressurized water reactor. This was the first such incident in Japan where the emergency core cooling system was actuated. The utility investigated the rupture and found that it was a complete circumferential tube failure. The utility found that the failure due to high cycle fatigue caused by vibration. By design, all tubes in specific locations in the steam generator are supposed to be supported by anti-vibration bars. However, the subject tube was found not to be supported appropriately because of a reported "incorrect insertion" of the adjacent anti-vibration bars. | https://onlinelibrary.wiley.com/doi/full/10.1111/risa.12587
1.9038 | 1.9146 | 0.010792 | 0.27961 | -1.9669 | Japan | FUKUSHIMA-DAIICHI-2 | 362 | 1992/9/29 | 0 | -999 | 0 | -999 | FUKUSHIMA-DAIICHI-2 | https://www.laka.org/english.html
1.9146 | 2.4245 | 0.50998 | 0.28207 | -0.29245 | Japan | FUGEN ATR | 360 | 1992/10/18 | 0 | -999 | 0 | -999 | FUGEN ATR | https://www.laka.org/english.html
2.4245 | 2.6919 | 0.26737 | 0.38463 | -0.57289 | Japan | ONAGAWA-1 | 401 | 1994/12/11 | 0 | -999 | 1 | -999 | REACTOR AUTOMATIC SHUTDOWN BY SIGNAL OF NUCLEAR INSTRUMENTATION SYSTEMSYSTEM | https://www.laka.org/english.html
2.6919 | 3.2411 | 0.54919 | 0.43006 | -0.26028 | Japan | MONJU | 395 | 1995/12/8 | 0 | 15500 | 1 | -999 | Japan's only fast breeder reactor Monju suffers serious accident and fire caused by leaking sodium, reactor shutdown for 6 years while extensive repairs are carried out | https://onlinelibrary.wiley.com/doi/full/10.1111/risa.12587&https://www.laka.org/english.html
3.2411 | 3.7311 | 0.48997 | 0.51069 | -0.30983 | Japan | #N/A | -999 | 1997/11/3 | 0 | -999 | 3 | -999 | At least 37 workers were expossed to elevated levels of radiation after a small explosion in the plant. A week after high levels of Calcium were detected 25 miles south-west of the plant | https://onlinelibrary.wiley.com/doi/full/10.1111/risa.12587
3.7311 | 3.7503 | 0.019231 | 0.57183 | -1.716 | Japan | #N/A | -999 | 1999/6/18 | 0 | 39.6 | 2 | -999 | Control rod malfunction set off uncontrolled nuclear reaction at Shika Nuclear Power Station鈥檚 Unit-1. | https://www.sciencedirect.com/science/article/pii/S0301421508000529#tbl2
3.7503 | 3.8144 | 0.064103 | 0.57406 | -1.1931 | Japan | TSURUGA-2 | 421 | 1999/7/12 | 0 | -999 | 1 | -999 | Manual shutdown of Tsuruga Power Station Unit 2 | https://www.laka.org/english.html
3.8144 | 5.1335 | 1.3191 | 0.58143 | 0.12027 | Japan | #N/A | -999 | 1999/9/30 | 2 | 62.1 | 4 | -999 | Workers at the Tokaimura uranium processing facility tried to save time by mixing uranium in buckets which killed two and injuring 1,200. | https://www.sciencedirect.com/science/article/pii/S0301421508000529#tbl2
5.1335 | 5.9327 | 0.79923 | 0.71041 | -0.09733 | Japan | #N/A | -999 | 2004/8/9 | 5 | 10.7 | 1 | -999 | Steam explosion at Mihama Nuclear Power Plant killed 5 workers and injures dozens. | https://www.sciencedirect.com/science/article/pii/S0301421508000529#tbl2
5.9327 | 6.1698 | 0.23711 | 0.77325 | -0.62505 | Japan | Kashiwazaki-Kariwa | -999 | 2007/7/18 | 0 | 2.1 | -999 | -999 | The Tokyo Electric Power Company's Kariwa nuclear plant damaged by a 6.8 magnitude earthquake leaked 1,192 litres of radioactive water into the Sea of Japan. | https://onlinelibrary.wiley.com/doi/full/10.1111/risa.12587
6.1698 | 6.8416 | 0.67178 | 0.79027 | -0.17277 | Japan | #N/A | -999 | 2008/7/4 | 0 | 52.4 | -999 | -999 | Tokyo Electric Power Company No. 2 Kurihara Power Plant damaged by 7.2 magnitude earthquake resulted in cracked reactor cooling towers and spent fuel storage facilities and spilled 19 litres of radioactive wastewater. | https://onlinelibrary.wiley.com/doi/full/10.1111/risa.12587
6.842 | 6.9896 | 0.14755 | 0.83518 | -0.83105 | Japan | FUKUSHIMA-DAIICHI-1 | 361 | 2011/3/12 | #N/A | -999 | 5 | -999 | Abnormal rise of radioactive dosage value at site boundary (INES Level 4) | https://www.laka.org/english.html
6.9896 | 6.9946 | 0.0049961 | 0.84445 | -2.3014 | Japan | FUKUSHIMA DAIICHI | 361 | 2013/8/19 | #N/A | -999 | 3 | -999 | Contaminated water leakage from a water tank | https://www.laka.org/english.html
6.9952 | 6.9963 | 0.0011133 | 0.8448 | -2.9534 | Japan | FUKUSHIMA-DAIICHI | 361 | 2015/2/22 | 0 | -999 | -999 | -999 | Possible Flow of Contaminated Water to the Outside of the Controlled Area | https://www.laka.org/english.html
6.9963 | 6.9975 | 0.0012641 | 0.84487 | -2.8982 | Japan | FUKUSHIMA-DAIICHI | 361 | 2015/5/29 | 0 | -999 | -999 | -999 | Contaminated water being transferred to turbine building of unit 3 from 1000 tons notch tank was leaking from the cracked pressure hose | https://www.laka.org/english.html
6.9975 | 7.0015 | 0.003987 | 0.84495 | -2.3994 | Japan | FUKUSHIMA-DAIICHI | 361 | 2015/9/15 | 0 | -999 | -999 | -999 | Leakages of water from the dikes in tank areas storing contaminated water | https://www.laka.org/english.html
0.32196 | 0.32734 | 0.0053789 | -0.4922 | -2.2693 | South Korea | YONGGWANG-2 | -999 | 1992/8/9 | 0 | -999 | 0 | -999 | REACTOR SHUTDOWN DUE TO LIGHTNING | https://www.laka.org/english.html
0.32734 | 0.33187 | 0.0045296 | -0.48501 | -2.3439 | South Korea | YONGGWANG-2 | -999 | 1992/9/16 | 0 | -999 | 0 | -999 | REACTOR TRIP DUE TO STEAM GENERATOR HIGH HIGH LEVEL SIGNAL | https://www.laka.org/english.html
0.33187 | 0.33328 | 0.0014155 | -0.47904 | -2.8491 | South Korea | KORI-3 | 343 | 1992/10/18 | 0 | -999 | 0 | -999 | REACTOR TRIP DUE TO FAST CLOSURE OF MAIN FEED ISOLATION VALVES (MFIV) | https://www.laka.org/english.html
0.33328 | 0.33413 | 0.00084931 | -0.47719 | -3.0709 | South Korea | KORI 1 | -999 | 1992/10/28 | 0 | -999 | 0 | -999 | REACTOR TRIP DUE TO GENERATOR TRIP CAUSED BY ACTIVATION OF GENERATOR PROTECTION RELAY | https://www.laka.org/english.html
0.33413 | 0.33512 | 0.00099086 | -0.47608 | -3.004 | South Korea | KORI-3 | 343 | 1992/11/3 | 0 | -999 | 0 | -999 | REACTOR TRIP DUE TO FAST CLOSURE OF MAIN STEAM ISOLATION VALVE (MSIV) | https://www.laka.org/english.html
0.33512 | 0.33696 | 0.0018402 | -0.4748 | -2.7351 | South Korea | KORI-2 | 342 | 1992/11/10 | 0 | -999 | 0 | -999 | REACTOR TRIP DUE TO FLUCTUATION OF PRESSURE IN MOISTURE SEPARATOR AND REHEATER (MSR) DRAIN TANK | https://www.laka.org/english.html
0.33696 | 0.3388 | 0.0018402 | -0.47242 | -2.7351 | South Korea | ULCHIN-1 | -999 | 1992/11/23 | 0 | -999 | 0 | -999 | REACTOR TRIP DUE TO TROUBLE OF DISCONNECTOR SWITCH IN SWITCH YARD | https://www.laka.org/english.html
0.3388 | 0.33937 | 0.0005662 | -0.47005 | -3.247 | South Korea | KORI-3 | 343 | 1992/12/6 | 0 | -999 | 0 | -999 | REACTOR TRIP DUE TO TURBINE TRIP CAUSED BY STEAM GENERATOR LEVEL "HI-HI" SIGNAL | https://www.laka.org/english.html
0.33937 | 0.34008 | 0.00070775 | -0.46933 | -3.1501 | South Korea | KORI-4 | 344 | 1992/12/10 | 0 | -999 | 0 | -999 | REACTOR TRIP DUE TO FAST CLOSURE OF MAIN FEEDWATER ISOLATION VALVE (MFIV) CAUSED BY MALFUNCTION OF LOGIC CIRCUIT | https://www.laka.org/english.html
0.34008 | 0.34093 | 0.00084931 | -0.46842 | -3.0709 | South Korea | YONGGWANG-2 | -999 | 1992/12/15 | 0 | -999 | 0 | -999 | REACTOR TRIP DUE TO GROUNDING OF POWER SUPPLY OF CONTROL RODS | https://www.laka.org/english.html
0.34093 | 0.39723 | 0.056304 | -0.46734 | -1.2495 | South Korea | KORI-2 | 342 | 1992/12/21 | 0 | -999 | 0 | -999 | REACTOR TRIP DUE TO MAIN CONDENSER VACUUM LOW SIGNAL | https://www.laka.org/english.html
0.39723 | 0.41657 | 0.019337 | -0.40096 | -1.7136 | South Korea | KORI-4 | 344 | 1994/1/11 | 0 | -999 | 0 | -999 | REACTOR TRIP DUE TO FAST CLOSURE OF MAIN STEAM ISOLATION VALVE (MSIV) | https://www.laka.org/english.html
0.41657 | 0.45844 | 0.041875 | -0.38032 | -1.378 | South Korea | ULCHIN-2 | -999 | 1994/5/23 | 0 | -999 | 0 | -999 | REACTOR TRIP DUE TO FAILURE OF MAIN FEEDWATER CONTROL VALVE (MFCV) | https://www.laka.org/english.html
0.45844 | 0.46028 | 0.0018416 | -0.33872 | -2.7348 | South Korea | KORI-2 | 342 | 1995/2/25 | 0 | -999 | 0 | -999 | SAFETY INJECTION DUE TO PRESSURIZER SPRAY VALVE STACK | https://www.laka.org/english.html
0.46028 | 0.46464 | 0.0043528 | -0.33698 | -2.3612 | South Korea | YONGGWANG-2 | -999 | 1995/3/8 | 0 | -999 | 0 | -999 | REACTOR TRIP DUE TO ACTUATION OF GROUND FAULT RELAY | https://www.laka.org/english.html
0.46464 | 0.46865 | 0.004018 | -0.33289 | -2.396 | South Korea | KORI-3 | 343 | 1995/4/3 | 0 | -999 | 0 | -999 | REACTOR TRIP DUE TO MAIN FEEDWATER PUMPS STOP | https://www.laka.org/english.html
0.46865 | 0.48154 | 0.012891 | -0.32915 | -1.8897 | South Korea | YONGGWANG-3 | -999 | 1995/4/27 | 0 | -999 | 0 | -999 | REACTOR TRIP DUE TO FEEDWATER CONTROL VALVE CLOSURE | https://www.laka.org/english.html
0.48154 | 0.48573 | 0.0041854 | -0.31736 | -2.3783 | South Korea | YONGGWANG-1 | -999 | 1995/7/13 | 0 | -999 | 0 | -999 | SAFETY INJECTION DUE TO MAIN STEAM LINE LOW PRESSURE | https://www.laka.org/english.html
0.48573 | 0.48724 | 0.0015067 | -0.31361 | -2.822 | South Korea | YONGGWANG-3 | -999 | 1995/8/7 | 0 | -999 | 0 | -999 | REACTOR TRIP DUE TO MALFUNCTION OF OPTICAL ISOLATOR | https://www.laka.org/english.html
0.48724 | 0.48824 | 0.0010045 | -0.31226 | -2.9981 | South Korea | KORI 1 | -999 | 1995/8/16 | 0 | -999 | 0 | -999 | REACTOR TRIP DUE TO PRESSURE DROP OF INSTRUMENT AIR | https://www.laka.org/english.html
0.48824 | 0.49192 | 0.0036832 | -0.31137 | -2.4338 | South Korea | ULCHIN-1 | -999 | 1995/8/22 | 0 | -999 | 0 | -999 | REACTOR TRIP DUE TO LOSS OF 48V DC CONTROL POWER | https://www.laka.org/english.html
0.49192 | 0.49377 | 0.0018416 | -0.3081 | -2.7348 | South Korea | ULCHIN-2 | -999 | 1995/9/13 | 0 | -999 | 0 | -999 | REACTOR TRIP DUE TO FLUCTUATION OF LUBRICANT OIL PRESSURE IN TURBINE PROTECTION SYSTEM | https://www.laka.org/english.html
0.49377 | 0.50448 | 0.010715 | -0.30648 | -1.97 | South Korea | WOLSONG-3 | 357 | 1995/9/24 | 0 | -999 | 0 | -999 | MANUAL REACTOR TRIP DUE TO FAILURE OF DRAIN VALVE IN AUTOCLAVE CIRCUIT | https://www.laka.org/english.html
0.50448 | 0.51437 | 0.0098928 | -0.29716 | -2.0047 | South Korea | KORI-2 | 342 | 1995/11/27 | 0 | -999 | 0 | -999 | REACTOR TRIP DUE TO ACTUATION OF MAIN GENERATOR PROTECTION RELAY | https://www.laka.org/english.html
0.51437 | 0.51621 | 0.0018333 | -0.28872 | -2.7368 | South Korea | YONGGWANG-1 | -999 | 1996/1/23 | 0 | -999 | 0 | -999 | Reactor trip due to spurious signal generated by mistake of worker | https://www.laka.org/english.html
0.51621 | 0.51822 | 0.0020166 | -0.28718 | -2.6954 | South Korea | ULCHIN-1 | -999 | 1996/2/2 | 0 | -999 | 0 | -999 | Reactor trip due to degradation of photoresistic cell in the main feedwater control system | https://www.laka.org/english.html
0.51822 | 0.52666 | 0.0084331 | -0.28548 | -2.074 | South Korea | YONGGWANG-3 | -999 | 1996/2/13 | 0 | -999 | 0 | -999 | REACTOR COOLANT SPILLAGE DURING OVERHAUL | https://www.laka.org/english.html
0.52666 | 0.53142 | 0.0047665 | -0.27847 | -2.3218 | South Korea | KORI 1 | -999 | 1996/3/30 | 0 | -999 | 0 | -999 | Reactor trip due to actuation of sensitive relay influenced by starting current | https://www.laka.org/english.html
0.53142 | 0.53509 | 0.0036666 | -0.27456 | -2.4357 | South Korea | ULCHIN-1 | -999 | 1996/4/25 | 0 | -999 | 0 | -999 | Reacotr trip due to steam generator level high signal | https://www.laka.org/english.html
0.53509 | 0.54132 | 0.0062331 | -0.27157 | -2.2053 | South Korea | YONGGWANG-4 | -999 | 1996/5/15 | 0 | -999 | 0 | -999 | Reactor trip due to steam generator level low signal | https://www.laka.org/english.html
0.54132 | 0.54151 | 0.00018333 | -0.26654 | -3.7368 | South Korea | KORI-2 | 342 | 1996/6/18 | 0 | -999 | 0 | -999 | Reactor trip due to steam generator level low-low signal | https://www.laka.org/english.html
0.54151 | 0.54572 | 0.0042165 | -0.2664 | -2.375 | South Korea | YONGGWANG-4 | -999 | 1996/6/19 | 0 | -999 | 0 | -999 | Reactor trip due to the malfunction of optical isolator | https://www.laka.org/english.html
0.54572 | 0.55049 | 0.0047665 | -0.26303 | -2.3218 | South Korea | WOLSONG-3 | 357 | 1996/7/12 | 0 | -999 | 0 | -999 | Manual shutdown for repairing the fueling machine | https://www.laka.org/english.html
0.55049 | 0.55122 | 0.00073331 | -0.25925 | -3.1347 | South Korea | YONGGWANG-2 | -999 | 1996/8/7 | 0 | -999 | 0 | -999 | Manual shutdown for repairing the steam generator tube leak | https://www.laka.org/english.html
0.55122 | 0.55745 | 0.0062331 | -0.25867 | -2.2053 | South Korea | ULCHIN-1 | -999 | 1996/8/11 | 0 | -999 | 0 | -999 | Manual shutdown for repairing of main condenser tube | https://www.laka.org/english.html
0.55745 | 1.0511 | 0.49364 | -0.25379 | -0.30659 | South Korea | ULCHIN-2 | -999 | 1996/9/14 | 0 | -999 | 0 | -999 | Blockage of sea water screen by jellyfish | https://www.laka.org/english.html
1.0511 | 1.2457 | 0.19463 | 0.021641 | -0.71079 | South Korea | ULCHIN-4 | -999 | 2002/4/5 | 0 | -999 | 1 | -999 | Steam Generator Tube Failure | https://www.laka.org/english.html
1.2457 | 2.1267 | 0.881 | 0.095422 | -0.055026 | South Korea | YONGGWANG-5 | -999 | 2003/12/23 | 0 | -999 | 1 | -999 | Contamination of Demineralized Water System & Uncontrolled Minor Radioactivity Release | https://www.laka.org/english.html
2.1267 | 2.3196 | 0.19292 | 0.32771 | -0.71462 | South Korea | SHINKORI-1 | -999 | 2010/9/17 | 0 | -999 | 2 | -999 | Inadvertent Containment Spray of Reactor Coolant | https://www.laka.org/english.html
2.3196 | 2.3951 | 0.075482 | 0.36542 | -1.1222 | South Korea | KORI-1 | 341 | 2012/2/9 | 0 | -999 | 2 | -999 | Loss of shutdown cooling due to station blackout during refueling outage | https://www.laka.org/english.html
0.011902 | 0.026987 | 0.015085 | -1.9244 | -1.8214 | Lithuania | IGNALINA-1 | 327 | 1992/11/4 | 0 | -999 | 0 | -999 | IGNALINA-1 | https://www.laka.org/english.html
0.026987 | 0.027171 | 0.00018407 | -1.5688 | -3.735 | Lithuania | IGNALINA-1 | 327 | 1994/1/18 | 0 | -999 | 0 | -999 | REACTOR SHUTDOWN CAUSED BY THE LEAKAGE DETECTED IN ONE OF THE REACTOR BUILDING ROOMS | https://www.laka.org/english.html
0.027171 | 0.043468 | 0.016297 | -1.5659 | -1.7879 | Lithuania | IGNALINA-2 | 328 | 1994/1/27 | 0 | -999 | 0 | -999 | MANUAL REACTOR SHUTDOWN CAUSED BY THE FAILURE OF THE MANUAL REACTOR CONTROL ROD SYSTEM | https://www.laka.org/english.html
0.043468 | 0.043765 | 0.00029725 | -1.3618 | -3.5269 | Lithuania | IGNALINA-1 | 327 | 1995/11/12 | 0 | -999 | 0 | -999 | AUTOMATIC REACTOR UNLOADING DUE TO TURBOGENERATOR TRIP BY OPERATOR | https://www.laka.org/english.html
0.043765 | 0.045166 | 0.0014008 | -1.3589 | -2.8536 | Lithuania | IGNALINA-2 | 328 | 1995/11/22 | 0 | -999 | 1 | -999 | AUTOMATIC REACTOR UNLOADING DUE TO SPURIOUS OPENINGS OF VALVES BETWEEN A GROUP OF ECCS PRESSURIZED TANKS AND REACTOR | https://www.laka.org/english.html
0.045166 | 0.046331 | 0.0011649 | -1.3452 | -2.9337 | Lithuania | IGNALINA-2 | 328 | 1996/1/7 | 0 | -999 | 0 | -999 | MANUAL REACTOR SHUTDOWN DUE TO LEAKAGE IN BLEED WATER RETURN PIPELINE | https://www.laka.org/english.html
0.046331 | 0.071132 | 0.024801 | -1.3341 | -1.6055 | Lithuania | IGNALINA-1 | 327 | 1996/2/9 | 0 | -999 | 0 | -999 | REACTOR SHUTDOWN BY THE FAST-ACTING SCRAM SYSTEM DUE TO SPURIOUS SIGNALS OF INCREASED PRESSURE IN THE ISOLATION CONTROL VALVES ROOM | https://www.laka.org/english.html
0.0080747 | 0.009181 | 0.0011064 | -2.0929 | -2.9561 | Mexico | LAGUNA VERDE-1 | 325 | 1992/5/28 | 0 | -999 | 1 | -999 | A NON USUAL EVENT DUE TO THE LIBERATION OF GASES INSIDE THE PLANT | https://www.laka.org/english.html
0.009181 | 0.0506 | 0.041419 | -2.0371 | -1.3828 | Mexico | LAGUNA VERDE-1 | 325 | 1992/9/18 | 0 | -999 | 1 | -999 | LAGUNA VERDE-1 | https://www.laka.org/english.html
0.0506 | 0.080882 | 0.030282 | -1.2958 | -1.5188 | Mexico | LAGUNA VERDE-1 | 325 | 1998/11/21 | 0 | -999 | 2 | -999 | Fuel assembly drop during refuelling | https://www.laka.org/english.html
0.080882 | 0.1557 | 0.07482 | -1.0921 | -1.126 | Mexico | LAGUNA VERDE-1 | 325 | 2002/7/12 | 0 | -999 | 2 | -999 | Engineering Safety Feature Inoperative at Laguna Verde NPP-1 | https://www.laka.org/english.html
0.1557 | 0.15631 | 0.00060459 | -0.80771 | -3.2185 | Mexico | LAGUNA VERDE-2 | 326 | 2010/10/22 | 0 | -999 | 1 | -999 | Potential damage in riser pipe at Laguna Verde NPP U2 | https://www.laka.org/english.html
0.15631 | 0.15709 | 0.0007862 | -0.80602 | -3.1045 | Mexico | LAGUNA VERDE-1 | 325 | 2010/12/2 | 0 | -999 | 1 | -999 | Non Usual Event declared due to loss of outside power at Laguna Verde NPP U1 | https://www.laka.org/english.html
0.15709 | 0.15719 | 9.8234e-05 | -0.80384 | -4.0077 | Mexico | LAGUNA VERDE-1 | 325 | 2011/1/15 | 0 | -999 | 0 | -999 | Reactor trip due to failure in the Main Generator | https://www.laka.org/english.html
0.0055609 | 0.0056358 | 7.4882e-05 | -2.2549 | -4.1256 | Pakistan | KANUPP | -999 | 1996/3/29 | 0 | -999 | 0 | -999 | Power excursion and subsequent plant trip | https://www.laka.org/english.html
0.0056358 | 0.032287 | 0.026651 | -2.249 | -1.5743 | Pakistan | KANUPP | -999 | 1996/6/16 | 0 | -999 | 0 | -999 | Fire incident in boiler room | https://www.laka.org/english.html
0.032287 | 0.044438 | 0.012151 | -1.491 | -1.9154 | Pakistan | #N/A | -999 | 2011/10/19 | 0 | -999 | 1 | -999 | The nuclear power plant imposed a seven-hour emergency after heavy water leaked from a feeder pipe to the reactor | https://onlinelibrary.wiley.com/doi/full/10.1111/risa.12587
0.044438 | 0.062228 | 0.01779 | -1.3522 | -1.7498 | Pakistan | CHASNUPP-1 (C-1) | -999 | 2014/5/4 | 0 | -999 | 1 | -999 | Exposure to Worker in Excess of Administrative Limit | https://www.laka.org/english.html
0.027198 | 0.034734 | 0.0075367 | -1.5655 | -2.1228 | Russia | LENINGRAD-3 | 298 | 1992/3/24 | 0 | -999 | 2 | -999 | UNIT SHUTDOWN DUE TO DEPRESSURIZATION OF ONE FUEL CHANNEL | https://www.laka.org/english.html
0.034734 | 0.048169 | 0.013435 | -1.4592 | -1.8718 | Russia | KOLA-2 | 285 | 1992/4/16 | 0 | -999 | 1 | -999 | DEGRADED WATER CHEMISTRY IN THE PRIMARY CIRCUIT DUE TO CEMENT MORTAR INGRESS INTO THE BORATED WATER STORAGE TANK | https://www.laka.org/english.html
0.048169 | 0.061277 | 0.013107 | -1.3172 | -1.8825 | Russia | KOLA-3 | 286 | 1992/5/27 | 0 | -999 | 1 | -999 | UNIT SCRAM DUE TO INADVERTENT ACTUATION OF PRESSURIZER PILOT RELIEF VALVE | https://www.laka.org/english.html
0.061277 | 0.073401 | 0.012124 | -1.2127 | -1.9163 | Russia | BALAKOVO-2 | 268 | 1992/7/6 | 0 | -999 | 1 | -999 | FAILURE OF TWO DIESEL GENERATORS WHILE ROUTINE TESTING DURING UNIT MAINTENANCE | https://www.laka.org/english.html
0.073401 | 0.083559 | 0.010158 | -1.1343 | -1.9932 | Russia | KOLA-1 | 284 | 1992/8/12 | 0 | -999 | 0 | -999 | UNIT SCRAM DUE TO SHORT-TIME DEENERGIZATION OF AUXILIARY POWER BUSES | https://www.laka.org/english.html
0.083559 | 0.091751 | 0.0081921 | -1.078 | -2.0866 | Russia | KOLA-3 | 286 | 1992/9/12 | 0 | -999 | 0 | -999 | KOLA-3 | https://www.laka.org/english.html
0.091751 | 0.10519 | 0.013435 | -1.0374 | -1.8718 | Russia | BELOYARSKY-3(BN-600) | -999 | 1992/10/7 | 0 | -999 | 1 | -999 | RADIOACTIVE CONTAMINATION OF THE UNIT ROOMS DUE TO REACTOR COOLANT LEAK IN THE AUXILIARY SYSTEM | https://www.laka.org/english.html
0.10519 | 0.10715 | 0.0019661 | -0.97804 | -2.7064 | Russia | KOLA-1 | 284 | 1992/11/17 | 0 | -999 | 2 | -999 | KOLA-1 | https://www.laka.org/english.html
0.10715 | 0.11698 | 0.0098305 | -0.97 | -2.0074 | Russia | KALININ-1 | 280 | 1992/11/23 | 0 | -999 | 0 | -999 | UNIT SCRAM DUE TO OPERATIONAL OCCURRENCE IN RCP COMPONENT COOLING CIRCUIT | https://www.laka.org/english.html
0.11698 | 0.1304 | 0.013421 | -0.93188 | -1.8722 | Russia | BELOYARSKY-3(BN-600) | -999 | 1992/12/23 | 0 | -999 | 2 | -999 | RADIOACTIVITY RELEASE OUTSIDE LIQUID RADWASTE STORAGE BOUNDARY | https://www.laka.org/english.html
0.15102 | 0.25334 | 0.10232 | -0.82096 | -0.99005 | Russia | #N/A | -999 | 1993/4/6 | 0 | 51.4 | 4 | 4.8 | Ice condenser containment systems failed at Indiana Michigan Power Company鈥檚 D.C. Cook Units 1 and 2. | https://www.sciencedirect.com/science/article/pii/S0301421508000529#tbl2
0.25334 | 0.25575 | 0.0024164 | -0.5963 | -2.6168 | Russia | LENINGRAD-1 | 296 | 1994/2/22 | 0 | -999 | 0 | -999 | LEAKAGE OF FEEDWATER THROUGH WELDED JOINT OF A NB 76 PIPELINE CONNECTING ECCS HEADER WITH DISTRIBUTION GROUP HEADER | https://www.laka.org/english.html
0.25575 | 0.25656 | 0.00080548 | -0.59218 | -3.0939 | Russia | KOLA-2 | 285 | 1994/3/3 | 0 | -999 | 2 | -999 | COOLANT LEAK FROM THE AUXILIARY PRIMARY CIRCUIT CLEANUP SYSTEM DURING COOLDOWN OF THE PRIMARY CIRCUIT | https://www.laka.org/english.html
0.25656 | 0.40689 | 0.15033 | -0.59081 | -0.82295 | Russia | KOLA-3 | 286 | 1994/3/6 | 0 | -999 | 0 | -999 | DEPRESSURIZATION OF CONTROL ROD HOUSING DISCOVERED DURING ROUTINE INSPECTION | https://www.laka.org/english.html
0.40689 | 0.4257 | 0.01881 | -0.39052 | -1.7256 | Russia | SMOLENSK-1 | 311 | 1995/9/13 | 0 | -999 | 0 | -999 | UNIT SCRAM DUE TO BLOWHOLE IN EMERGENCY REACTOR COOLING SYSTEM(ECCS) PIPE | https://www.laka.org/english.html
0.4257 | 0.59629 | 0.17059 | -0.37089 | -0.76805 | Russia | KURSK-4 | 293 | 1995/11/21 | 0 | -999 | 2 | -999 | PERSONNEL OVEREXPOSURE DURING FUEL ASSEMBLY EXTRACTION | https://www.laka.org/english.html
0.59629 | 0.67655 | 0.080253 | -0.22454 | -1.0955 | Russia | #N/A | -999 | 1997/6/17 | 1 | 0 | -999 | -999 | Technican died from criticality incident at Arzamas-16 Nuclear Centre | https://onlinelibrary.wiley.com/doi/full/10.1111/risa.12587
0.67655 | 0.96572 | 0.28918 | -0.1697 | -0.53884 | Russia | BILIBINO UNIT D | -999 | 1998/3/14 | 0 | -999 | 2 | -999 | Radiation overexposure of personnel while performing refuellig activities | https://www.laka.org/english.html
0.96572 | 2.2905 | 1.3247 | -0.015147 | 0.12213 | Russia | BELOYARSKY-3(BN-600) | -999 | 2000/9/9 | 0 | -999 | 0 | -999 | Beloyarsk NPP Unit 3 scram due to events in the operation of the Urals power system | https://www.laka.org/english.html
0.031164 | 0.032981 | 0.0018171 | -1.5063 | -2.7406 | Slovakia | BOHUNICE-2 | 257 | 1995/4/27 | 0 | -999 | 0 | -999 | REACTOR SCRAM DUE TO A REACTOR PROTECTION SPURIOUS SIGNAL | https://www.laka.org/english.html
0.032981 | 0.043193 | 0.010213 | -1.4817 | -1.9909 | Slovakia | BOHUNICE-4 | 259 | 1995/6/20 | 0 | -999 | 0 | -999 | REACTOR SCRAM DURING INSPECTION OF GROUND CONNECTION | https://www.laka.org/english.html
0.043193 | 0.098591 | 0.055397 | -1.3646 | -1.2565 | Slovakia | BOHUNICE-4 | 259 | 1996/4/15 | 0 | -999 | 1 | -999 | Penetration of primary coolant and low level contamination of hermetic box | https://www.laka.org/english.html
0.00034615 | 0.0012857 | 0.00093955 | -3.4607 | -3.0271 | Slovenia | KRSKO | 254 | 1992/2/5 | 0 | -999 | -999 | -999 | STEAM LEAK AT HIGH PRESSURE TURBINE CAP | https://www.laka.org/english.html
0.0012857 | 0.0020275 | 0.00074175 | -2.8909 | -3.1297 | Slovenia | KRSKO | 254 | 1992/5/10 | 0 | -999 | 0 | -999 | STEAM GENERATOR TUBE LEAK | https://www.laka.org/english.html
0.0020275 | 0.0031055 | 0.001078 | -2.693 | -2.9674 | Slovenia | KRSKO | 254 | 1992/7/24 | 0 | -999 | 0 | -999 | TURBINE/REACTOR TRIP ON SG 2 HIGH LEVEL | https://www.laka.org/english.html
0.0031055 | 0.012397 | 0.009291 | -2.5079 | -2.0319 | Slovenia | KRSKO | 254 | 1992/11/10 | 0 | -999 | 0 | -999 | KRSKO | https://www.laka.org/english.html
0.012397 | 0.013163 | 0.00076695 | -1.9067 | -3.1152 | Slovenia | KRSKO | 254 | 1995/3/30 | 0 | -999 | 0 | -999 | UNIT SCRAM FOLLOWING THE LOSS OF OFF-SITE POWER | https://www.laka.org/english.html
0.013163 | 0.014542 | 0.0013781 | -1.8806 | -2.8607 | Slovenia | KRSKO | 254 | 1995/6/2 | 0 | -999 | 1 | -999 | TURBINE/REACTOR TRIP CAUSED BY AN ERROR IN THE EH CONTROL SYSTEM OF THE TURBINE GENERATOR | https://www.laka.org/english.html
0.014542 | 0.015488 | 0.00094671 | -1.8374 | -3.0238 | Slovenia | KRSKO | 254 | 1995/9/25 | 0 | -999 | 0 | -999 | INADVERTENT CLOSURE OF MSIV GENERATED SI SIGNAL FOLLOWED BY REACTOR TRIP | https://www.laka.org/english.html
0.015488 | 0.0183 | 0.0028113 | -1.81 | -2.5511 | Slovenia | KRSKO | 254 | 1995/12/13 | 0 | -999 | 0 | -999 | SMALL RADIOACTIVITY RELEASE | https://www.laka.org/english.html
0.0183 | 0.0199 | 0.0016004 | -1.7376 | -2.7958 | Slovenia | KRSKO | 254 | 1996/8/14 | 0 | -999 | 0 | -999 | Reactor trip caused by blown fuses | https://www.laka.org/english.html
0.0199 | 0.021611 | 0.0017109 | -1.7011 | -2.7668 | Slovenia | KRSKO | 254 | 1997/1/1 | 0 | -999 | 0 | -999 | Inadvertent closure of the MSIV caused safety injection and plant trip | https://www.laka.org/english.html
0.021611 | 0.027538 | 0.0059267 | -1.6653 | -2.2272 | Slovenia | KRSKO | 254 | 1997/5/17 | 0 | -999 | 0 | -999 | Loss of the residual heat removal system during refueling | https://www.laka.org/english.html
0.027538 | 0.030948 | 0.0034107 | -1.5601 | -2.4672 | Slovenia | KRSKO | 254 | 1998/8/31 | 0 | -999 | 0 | -999 | Reactor trip breaker train B undervoltage card damage | https://www.laka.org/english.html
0.030948 | 0.043355 | 0.012406 | -1.5094 | -1.9064 | Slovenia | KRSKO | 254 | 1999/6/8 | 0 | -999 | 0 | -999 | Malfunction of the feedwater control valve caused reactor trip | https://www.laka.org/english.html
0.043355 | 0.050788 | 0.0074334 | -1.363 | -2.1288 | Slovenia | KRSKO | 254 | 2002/2/25 | 0 | -999 | 0 | -999 | Shutdown of the plant due to high temperature of the RCP motor bearing. | https://www.laka.org/english.html
0.050788 | 0.075546 | 0.024758 | -1.2942 | -1.6063 | Slovenia | KRSKO | 254 | 2003/8/27 | 0 | -999 | 0 | -999 | Unexpected closure of the main steam line isolation valve caused reactor trip | https://www.laka.org/english.html
0.075546 | 0.10366 | 0.028111 | -1.1218 | -1.5511 | Slovenia | KRSKO | 254 | 2008/6/4 | 0 | 11.8 | 0 | -999 | Regulators shut down the Krsko nuclear power plant after the primary cooling system malfunctioned and coolant spilled into the reactor core. | https://onlinelibrary.wiley.com/doi/full/10.1111/risa.12587&https://www.laka.org/english.html
0.1136 | 0.21809 | 0.10449 | -0.94462 | -0.98092 | South Africa | KOEBERG-1 | 252 | 1997/5/2 | 0 | -999 | 2 | -999 | Workers receive dose exceeding statutory annual dose limit | https://www.laka.org/english.html
0.30118 | 0.38105 | 0.079876 | -0.52118 | -1.0976 | Spain | VANDELLOS-2 | 251 | 1990/7/7 | 0 | -999 | 1 | -999 | REACTOR COOLANT LEAK ON REACTOR TEMPERATURE DETECTOR | https://www.laka.org/english.html
0.38105 | 0.42716 | 0.046101 | -0.41901 | -1.3363 | Spain | TRILLO-1 | 249 | 1992/1/31 | 0 | -999 | 2 | -999 | DETECTION OF A DESIGN ERROR INTHE LEVEL INSTRUMENTATION IN THE ANNULUS OUTSIDE THE CONTAINMENT SPHERE (BETWEEN THE SPHERE AND THE CONTAINMENT BUILDING) | https://www.laka.org/english.html
0.42716 | 0.48235 | 0.055198 | -0.36941 | -1.2581 | Spain | ALMARAZ-1 | 242 | 1992/12/24 | 0 | -999 | 0 | -999 | FIRE IN ELECTRIC TRANSFORMER | https://www.laka.org/english.html
0.48235 | 0.52707 | 0.04472 | -0.31663 | -1.3495 | Spain | JOSE CABRERA-1 (ZORITA) | -999 | 1994/1/18 | 0 | -999 | 1 | -999 | CRACK IN CONTROL ROD HOUSING | https://www.laka.org/english.html
0.52707 | 0.59036 | 0.063285 | -0.27813 | -1.1987 | Spain | ALMARAZ-1 | 242 | 1994/12/4 | 0 | -999 | 0 | -999 | LEAKAGE IN MANUAL VALVE INTO TECHNICAL SPECIFICATIONS | https://www.laka.org/english.html
0.59036 | 0.60952 | 0.019161 | -0.22888 | -1.7176 | Spain | VANDELLOS-1 | 250 | 1996/2/28 | 0 | -999 | 1 | -999 | Internal Contamination of Several Workers While Cleaning up Equipment | https://www.laka.org/english.html
0.60952 | 0.63631 | 0.02679 | -0.21501 | -1.572 | Spain | ASCO-1 | 244 | 1996/7/12 | 0 | -999 | 1 | -999 | Degradation of essential service water (ES'W) for a year due to a defficient design modification | https://www.laka.org/english.html
0.63631 | 0.64581 | 0.0095009 | -0.19633 | -2.0222 | Spain | ALMARAZ-2 | 243 | 1997/1/17 | 0 | -999 | 1 | -999 | Slow insertion of control rods | https://www.laka.org/english.html
0.64581 | 0.74349 | 0.097678 | -0.18989 | -1.0102 | Spain | VANDELLOS-1 | 250 | 1997/3/26 | 0 | -999 | 1 | -999 | Worker contamination for AM-241 inhalation when manipulating a radiation detector | https://www.laka.org/english.html
0.74349 | 1.063 | 0.31953 | -0.12873 | -0.49549 | Spain | TRILLO-1 | 249 | 1999/1/28 | 0 | -999 | 1 | -999 | Loss of reactor annulus integrity | https://www.laka.org/english.html
1.063 | 1.2568 | 0.19377 | 0.026542 | -0.71271 | Spain | VANDELLOS-2 | 251 | 2004/8/25 | 0 | -999 | 2 | -999 | Circumferential break of Essential Service Water (ESW) hatch neck pipe | https://www.laka.org/english.html
0.52771 | 0.57167 | 0.043953 | -0.2776 | -1.357 | Sweden | OSKARSHAMN-1 | 6 | 1990/10/1 | 0 | -999 | 1 | -999 | FAULTY WELD DETECTED ON PRIMARY CIRCUIT | https://www.laka.org/english.html
0.57167 | 0.5867 | 0.015037 | -0.24286 | -1.8229 | Sweden | RINGHALS-2 | 10 | 1991/5/28 | 0 | -999 | 1 | -999 | FUEL ASSEMBLY TILTED OVER DURING CORE LOADING | https://www.laka.org/english.html
0.5867 | 0.59152 | 0.0048194 | -0.23158 | -2.317 | Sweden | OSKARSHAMN-2 | 7 | 1991/8/14 | 0 | -999 | 1 | -999 | #N/A | https://www.laka.org/english.html
0.59152 | 0.59191 | 0.00038555 | -0.22803 | -3.4139 | Sweden | BARSEBECK-2 | 2 | 1991/9/8 | 0 | -999 | 1 | -999 | #N/A | https://www.laka.org/english.html
0.59191 | 0.59345 | 0.0015422 | -0.22775 | -2.8119 | Sweden | FORSMARK-2 | 4 | 1991/9/10 | 0 | -999 | 1 | -999 | #N/A | https://www.laka.org/english.html
0.59345 | 0.63788 | 0.044432 | -0.22662 | -1.3523 | Sweden | RINGHALS-4 | 12 | 1991/9/18 | 0 | -999 | 1 | -999 | #N/A | https://www.laka.org/english.html
0.63788 | 0.64695 | 0.0090714 | -0.19526 | -2.0423 | Sweden | RINGHALS-2 | 10 | 1992/6/1 | 0 | -999 | 0 | -999 | REPAIR OF REACTOR PRESSURE VESSEL HEAD PENETRATION | https://www.laka.org/english.html
0.64695 | 0.65014 | 0.0031829 | -0.18913 | -2.4972 | Sweden | BARSEBECK-2 | 2 | 1992/7/28 | 0 | -999 | 2 | -999 | CLOGGED PUMP SUCTION STRAINERS IN THE WET WELL POOL | https://www.sciencedirect.com/science/article/pii/0301421596000420
0.65014 | 0.65905 | 0.0089123 | -0.187 | -2.05 | Sweden | RINGHALS-1 | 9 | 1992/8/17 | 0 | -999 | 0 | -999 | CRACKS IN FEED WATER NOZZLES | https://www.laka.org/english.html
0.65905 | 0.66812 | 0.0090714 | -0.18108 | -2.0423 | Sweden | BARSEBECK-2 | 2 | 1992/10/12 | 0 | -999 | 1 | -999 | IMPENETRABILITY TEST OF CONTAINMENT NOT APPROVED | https://www.laka.org/english.html
0.66812 | 0.67533 | 0.0072116 | -0.17515 | -2.142 | Sweden | RINGHALS-2 | 10 | 1992/12/8 | 0 | -999 | 1 | -999 | INCORRECT CONNECTION OF CABLES TO RELAYS IN SAFETY SYSTEMS | https://www.laka.org/english.html
0.67533 | 0.68026 | 0.0049339 | -0.17048 | -2.3068 | Sweden | RINGHALS-1 | 9 | 1993/1/23 | 0 | -999 | 0 | -999 | INSUFFICIENT CONTROL ROD FUNCTION DURING HOT START UP TEST | https://www.laka.org/english.html
0.68026 | 0.68088 | 0.00061674 | -0.16732 | -3.2099 | Sweden | OSKARSHAMN-1 | 6 | 1993/2/24 | 0 | -999 | 1 | -999 | CRACKS IN PIPEBENDS (ELBOWS) IN THE RESIDUAL HEAT REMOVAL SYSTEM | https://www.laka.org/english.html
0.68088 | 0.74787 | 0.066993 | -0.16693 | -1.174 | Sweden | RINGHALS-1 | 9 | 1993/2/28 | 0 | -999 | 0 | -999 | MINOR LEAKAGE IN A 32 MM VALVE BONNET SEAL | https://www.laka.org/english.html
0.74787 | 0.79527 | 0.0474 | -0.12617 | -1.3242 | Sweden | RINGHALS-2 | 10 | 1994/4/18 | 0 | -999 | 1 | -999 | INCORRECT SAFEGUARD REPORTING | https://www.laka.org/english.html
0.79527 | 0.80264 | 0.0073685 | -0.099483 | -2.1326 | Sweden | OSKARSHAMN-1 | 6 | 1995/1/1 | 0 | -999 | 0 | -999 | CRACKS IN THE REACTOR CORE SHROUD IN THE LID OF THE SHROUD AND IN REACTOR VESSEL INTERNALS | https://www.laka.org/english.html
0.80264 | 0.81089 | 0.0082457 | -0.095478 | -2.0838 | Sweden | RINGHALS-3 | 11 | 1995/2/12 | 0 | -999 | 1 | -999 | NOT FULLY INSERTED CONTROL RODS | https://www.laka.org/english.html
0.81089 | 0.81247 | 0.001579 | -0.091039 | -2.8016 | Sweden | OSKARSHAMN-1 | 6 | 1995/3/31 | 0 | -999 | 0 | -999 | CRACKS IN PUMP AND VALVE CASINGS | https://www.laka.org/english.html
0.81247 | 0.82106 | 0.0085966 | -0.090194 | -2.0657 | Sweden | RINGHALS-2 | 10 | 1995/4/9 | 0 | -999 | 0 | -999 | UNSUCCESSFUL SWITCH OVER FROM 400 KV TO 130 KV | https://www.laka.org/english.html
0.82106 | 0.82861 | 0.007544 | -0.085623 | -2.1224 | Sweden | RINGHALS-2 | 10 | 1995/5/28 | 0 | -999 | 1 | -999 | ROUTINE SURVEILLANCE REVEALS: STEAM GENERATOR SAFETY VALVES OPEN AT HIGHER PRESSURE THAN SPECIFIED AT THE RINGHALS 2. 3 AND 4 PWRS | https://www.laka.org/english.html
0.82861 | 0.82949 | 0.0008772 | -0.081651 | -3.0569 | Sweden | BARSEBECK-1 | 1 | 1995/7/10 | 0 | -999 | 1 | -999 | UNINTENTIONAL RELEASE TO THE SEA OF A MINOR AMOUNT OF SLIGHTLYCONTAMINATED WATER | https://www.laka.org/english.html
0.82949 | 0.83685 | 0.0073685 | -0.081191 | -2.1326 | Sweden | FORSMARK-2 | 4 | 1995/7/15 | 0 | -999 | 1 | -999 | ONE CLOSED VALVE IN THE CONTAINMENT PRESSURE RELIEF LINE TO THE ATMOSPHERE AND TWO CLOSED VALVES IN THE VENTING LINE TO THE EMERGENCY FILTER | https://www.laka.org/english.html
0.83685 | 0.85106 | 0.014211 | -0.07735 | -1.8474 | Sweden | OSKARSHAMN-1 | 6 | 1995/8/26 | 0 | -999 | 1 | -999 | DESIGN DEFICIENCIES IN DIESEL GENERATORS FOUND DURING EXTENDED TESTING | https://www.laka.org/english.html
0.85106 | 0.86303 | 0.011962 | -0.070037 | -1.9222 | Sweden | RINGHALS-4 | 12 | 1995/11/15 | 0 | -999 | 1 | -999 | DEVIATION FROM TECHNICAL SPECIFICATIONS | https://www.laka.org/english.html
0.86303 | 0.87102 | 0.0079901 | -0.063976 | -2.0974 | Sweden | OSKARSHAMN-1 | 6 | 1996/1/21 | 0 | -999 | 1 | -999 | A PART OF THE RESIDUAL HEAT REMOVAL SYSTEM - THE AUXILIARY CONDENSER - TEMPORARILY NOT AVAILABLE | https://www.laka.org/english.html
0.87102 | 0.8896 | 0.018582 | -0.059973 | -1.7309 | Sweden | OSKARSHAMN-1 | 6 | 1996/3/4 | 0 | -999 | 1 | -999 | FAILURE OF A CONTAINMENT ISOLATION VALVE AT A PERIODICAL TEST | https://www.laka.org/english.html
0.8896 | 0.89629 | 0.0066894 | -0.050806 | -2.1746 | Sweden | BARSEBECK-2 | 2 | 1996/6/12 | 0 | -999 | 1 | -999 | Degraded pressure subpression (PS) function | https://www.laka.org/english.html
0.89629 | 0.91598 | 0.019697 | -0.047552 | -1.7056 | Sweden | FORSMARK-1 | 3 | 1996/7/18 | 0 | -999 | 1 | -999 | Erroneous line-up before start-up of vent pipe valves to the scrubber system | https://www.laka.org/english.html
0.91598 | 0.951 | 0.035017 | -0.038112 | -1.4557 | Sweden | OSKARSHAMN-2 | 7 | 1996/11/1 | 0 | -999 | 2 | -999 | One of the emergency core cooling systems - the core spray system - was unavailable at Oskarshamn-2 | https://www.laka.org/english.html
0.951 | 0.95907 | 0.0080696 | -0.021819 | -2.0932 | Sweden | FORSMARK-2 | 4 | 1997/5/16 | 0 | -999 | 1 | -999 | Degraded containment pressure suppression function during shutdown of reactor before outage period | https://www.laka.org/english.html
0.95907 | 0.96732 | 0.008245 | -0.018149 | -2.0838 | Sweden | RINGHALS-2 | 10 | 1997/7/1 | 0 | -999 | 1 | -999 | Two out of four diesel generators unavailable due to loose connection to the voltage regulator | https://www.laka.org/english.html
0.96732 | 0.97451 | 0.0071924 | -0.014431 | -2.1431 | Sweden | RINGHALS-2 | 10 | 1997/8/17 | 0 | -999 | 1 | -999 | Automatic protection system disconnected during non nuclear heat up after refuelling | https://www.laka.org/english.html
0.97451 | 1.0688 | 0.094316 | -0.011214 | -1.0254 | Sweden | RINGHALS-4 | 12 | 1997/9/27 | 0 | -999 | 2 | -999 | Closed valves in the containment spray pumps' suction lines during the non-nuclear phase of start-up after refueling | https://www.laka.org/english.html
1.0688 | 1.0852 | 0.016341 | 0.028906 | -1.7867 | Sweden | OSKARSHAMN-2 | 7 | 1999/2/25 | 0 | -999 | 0 | -999 | Core instability occurred during maintenance performed in the switchyard | https://www.laka.org/english.html
1.0852 | 1.209 | 0.12381 | 0.035496 | -0.90724 | Sweden | BARSEBECK-2 | 2 | 1999/5/25 | 0 | -999 | 2 | -999 | Temporary Loss of the seawater cooling systems | https://www.laka.org/english.html
1.209 | 1.2142 | 0.005246 | 0.082417 | -2.2802 | Sweden | RINGHALS-2 | 10 | 2001/6/20 | 0 | -999 | 1 | -999 | Incorrect calculation of an algorithm in overload protection devices for local power distribution at Ringhals 2 NPP. | https://www.laka.org/english.html
1.2142 | 1.4735 | 0.25931 | 0.084298 | -0.58618 | Sweden | BARSEBECK-2 | 2 | 2001/7/19 | 0 | -999 | 1 | -999 | Underdimensioned rupture disc installed in the FILTRA-system | https://www.laka.org/english.html
1.4735 | 1.538 | 0.064465 | 0.16836 | -1.1907 | Sweden | #N/A | -999 | 2005/6/28 | 0 | 11.8 | 2 | -999 | Repair work on electric arc shorted out a circuit and caused the Forsmark-1 reactor to shutdown and disconnected from the grid and forced a three-week outage. | https://onlinelibrary.wiley.com/doi/full/10.1111/risa.12587
1.538 | 1.5432 | 0.0051572 | 0.18696 | -2.2876 | Sweden | #N/A | -999 | 2006/6/25 | 0 | -999 | -999 | -999 | Forsmark, Sweden (see 9.2.6.2) A short circuit in an outdoor switching station of the grid nearby the boiling water reactors caused the emergency shutdown (scram) of unit 1 and, in a complex scenario, led to a number of subsequent failures at the plant. Due to a design error, the disconnection of the plant from the grid and the switch to house load operation 鈥?where the power plant uses its own power to operate essential auxiliaries 鈥?did not function as planned. An inappropriate converter adjustment led to the failure of the attempt to connect safety related equipment to the emergency power supply. The start up of two of the four emergency diesel generators was aborted, which lead to a partial blackout even in the main control room. Due to the lack of information about the important parameters for a period of time the exact state of the plant and the consequences of potential actions to perform were unclear. The shift team decided nevertheless to try to reconnect the plant to the grid, which was performed successfully. | https://onlinelibrary.wiley.com/doi/full/10.1111/risa.12587
1.6555 | 1.7015 | 0.046021 | 0.21893 | -1.337 | Sweden | OSKARSHAMN-2 | 7 | 2008/5/21 | 0 | -999 | -999 | -999 | Small traces of explosives found in a security checkpoint near a NPP | https://www.laka.org/english.html
1.7015 | 1.9343 | 0.23278 | 0.23084 | -0.63305 | Sweden | #N/A | -999 | 2009/3/15 | 1 | 0 | -999 | -999 | A maintenance worker repairing a shutdown reactor at the Oskarshamn died after falling from the top of the turbine hall. | https://onlinelibrary.wiley.com/doi/full/10.1111/risa.12587
0.21437 | 0.2272 | 0.012832 | -0.66883 | -1.8917 | Switzerland | BEZNAU-1 | 223 | 1991/9/11 | 0 | -999 | 0 | -999 | #N/A | https://www.laka.org/english.html
0.2272 | 0.30334 | 0.076137 | -0.64359 | -1.1184 | Switzerland | BEZNAU-2 | 224 | 1992/4/10 | 0 | -999 | 0 | -999 | LOSS OF AC POWER DURING REFUELING WITH UNLOADED REACTOR | https://www.laka.org/english.html
0.30334 | 0.51878 | 0.21544 | -0.51807 | -0.66667 | Switzerland | LEIBSTADT | 226 | 1995/8/11 | 0 | -999 | 0 | -999 | PERSONNEL INJURY IN TURBINE HALL DURING REFUELLING | https://www.laka.org/english.html
0.51878 | 0.58596 | 0.067177 | -0.28502 | -1.1728 | Switzerland | LEIBSTADT | 226 | 2004/5/28 | 0 | -999 | 1 | -999 | Violation of heat-up rate during restart of reactor | https://www.laka.org/english.html
0.58596 | 0.64836 | 0.062401 | -0.23213 | -1.2048 | Switzerland | LEIBSTADT | 226 | 2007/3/6 | 0 | -999 | 1 | -999 | Reactor Scram due to Inadvertent Opening of Multiple SRV’s | https://www.laka.org/english.html
0.64836 | 0.67554 | 0.027182 | -0.18818 | -1.5657 | Switzerland | BEZNAU-2 | 224 | 2009/8/3 | 0 | -999 | 2 | -999 | Exposure of two workers in excess of statutory annual dose limits | https://www.laka.org/english.html
0.021786 | 0.028182 | 0.0063959 | -1.6618 | -2.1941 | Ukraine | ZAPOROZHE-4 | -999 | 1992/4/19 | 0 | -999 | 0 | -999 | POWER UNIT UNLOADING DUE TO THE THIRD MAIN CIRCULATION PUMP (MCP-3) TURNING-OFF AS A RESULT OF FALSE OPERATION OF MAJOR PROTECTION SYSTEM | https://www.laka.org/english.html
0.028182 | 0.029581 | 0.0013991 | -1.55 | -2.8541 | Ukraine | ZAPOROZHE-5 | -999 | 1992/5/21 | 0 | -999 | -999 | -999 | HYDROGEN IGNITION ON THE COOLING SYSTEM OF THE TURBOGENERATOR | https://www.laka.org/english.html
0.029581 | 0.033379 | 0.0037976 | -1.529 | -2.4205 | Ukraine | SOUTH UKRAINE-3 | 213 | 1992/5/28 | 0 | -999 | -999 | -999 | EXTRAORDINARY SHUTDOWN OF THE UNIT BECAUSE OF HYDROGEN LEAKAGE IN THE COOLING SYSTEM OF THE GENERATOR | https://www.laka.org/english.html
0.033379 | 0.052766 | 0.019388 | -1.4765 | -1.7125 | Ukraine | ZAPOROZHE-1 | -999 | 1992/6/16 | 0 | -999 | 2 | -999 | RADIOACTIVE CONTAMINATION OF THE PART OF NPP SITE | https://www.laka.org/english.html
0.052766 | 0.058563 | 0.0057963 | -1.2776 | -2.2368 | Ukraine | SOUTH UKRAINE-1 | 211 | 1992/9/21 | 0 | -999 | 2 | -999 | SOUTH UKRAINE-1 | https://www.laka.org/english.html
0.058563 | 0.06316 | 0.0045971 | -1.2324 | -2.3375 | Ukraine | CHERNOBYL-3 | 201 | 1992/10/20 | 0 | -999 | -999 | -999 | DISAPPEARANCE OF TWO FUEL ELEMENTS FROM THE FRESH FUEL STORAGE PREMISES | https://www.laka.org/english.html
0.06316 | 0.069356 | 0.0061961 | -1.1996 | -2.2079 | Ukraine | SOUTH UKRAINE-2 | 212 | 1992/11/12 | 0 | -999 | 1 | -999 | SOUTH UKRAINE-2 | https://www.laka.org/english.html
0.069356 | 0.0754 | 0.006044 | -1.1589 | -2.2187 | Ukraine | ROVNO-2 | 208 | 1992/12/13 | 0 | -999 | 1 | -999 | REACTOR SHUTDOWN BY THE ACTUATION OF THE EMERGENCY PROTECTION SYSTEM FOLLOWED BY NON-COMPLIANCE WITH THE SAFE OPERATING LIMITS ON STEAM GENERATOR COOLDOWN RATE | https://www.laka.org/english.html
0.0754 | 0.14975 | 0.07435 | -1.1226 | -1.1287 | Ukraine | CHERNOBYL-3 | 201 | 1993/1/12 | 0 | -999 | 0 | -999 | CABLE CATCHING FIRE AT THE CONNECTION POINT FOR PORTABLE UTILIZING EQUIPMENT | https://www.laka.org/english.html
0.14975 | 0.16003 | 0.010276 | -0.82463 | -1.9882 | Ukraine | ZAPOROZHE-4 | -999 | 1994/1/12 | 0 | -999 | 2 | -999 | RADIOACTIVE CONTAMINATION IN AUXILIARY BUILDING | https://www.laka.org/english.html
0.16003 | 0.16152 | 0.0014947 | -0.79581 | -2.8254 | Ukraine | ZAPOROZHE-1 | -999 | 1994/3/8 | 0 | -999 | 0 | -999 | SHUNT TRANSFORMER INFLAMMATION AT THE HIGH-VOLTAGE (750 KW) LINE SWITCHYARD | https://www.laka.org/english.html
0.16152 | 0.16544 | 0.0039237 | -0.79177 | -2.4063 | Ukraine | KHMELNITSKI-1 | 203 | 1994/3/16 | 0 | -999 | 1 | -999 | REACTOR SCRAM CAUSED BY THE CABLE FIRE UNDER THE TURBINE HALL PREMISES | https://www.laka.org/english.html
0.16544 | 0.16769 | 0.0022421 | -0.78135 | -2.6493 | Ukraine | SOUTH UKRAINE-1 | 211 | 1994/4/6 | 0 | -999 | 2 | -999 | DEFECT OF THE REACTOR PROTECTION SYSTEM LEVEL CONTROLLER OF THE STEAM GENERATOR | https://www.laka.org/english.html
0.16769 | 0.17329 | 0.0056052 | -0.7755 | -2.2514 | Ukraine | CHERNOBYL-3 | 201 | 1994/4/18 | 0 | -999 | 1 | -999 | SCRAM DUE TO THE LEVEL DROP IN TANKS OF EMERGENCY REACTOR COOLING SYSTEM | https://www.laka.org/english.html
0.17329 | 0.22125 | 0.047957 | -0.76122 | -1.3191 | Ukraine | SOUTH UKRAINE-1 | 211 | 1994/5/18 | 0 | -999 | 1 | -999 | RUPTURE OF PRESTRESSED CABLE WIRES CONTAINMENTS DOME PART | https://www.laka.org/english.html
0.22125 | 0.26755 | 0.046299 | -0.65512 | -1.3344 | Ukraine | CHERNOBYL-3 | 201 | 1995/1/29 | 0 | -999 | 1 | -999 | HUMAN ERROR INITATED REACTOR TRIP | https://www.laka.org/english.html
0.26755 | 0.2731 | 0.0055482 | -0.5726 | -2.2558 | Ukraine | CHERNOBYL-1 | 199 | 1995/9/28 | 0 | -999 | -999 | -999 | ELECTRICAL FIRE OF THE AIR COMPRESSOR MOTOR | https://www.laka.org/english.html
0.2731 | 0.28017 | 0.0070788 | -0.56369 | -2.15 | Ukraine | CHERNOBYL-1 | 199 | 1995/10/27 | 0 | -999 | 0 | -999 | UNIT SHUTDOWN BECAUSE OF THE REFUELING MACHINE'S EQUIPMENT FAILURE | https://www.laka.org/english.html
0.28017 | 0.3104 | 0.03023 | -0.55257 | -1.5196 | Ukraine | ZAPOROZHE-1 | -999 | 1995/12/3 | 0 | -999 | 0 | -999 | UNIT COLD SHUT DOWN BECAUSE OF THE FLAW IN PIPELINE OF THE PRIMARY MAIN COOLANT PUMP | https://www.laka.org/english.html
0.3104 | 0.3117 | 0.001299 | -0.50807 | -2.8864 | Ukraine | CHERNOBYL-3 | 201 | 1996/4/24 | 0 | -999 | 1 | -999 | Radioactive contamination at the Unit N3 | https://www.laka.org/english.html
0.3117 | 0.32448 | 0.012774 | -0.50626 | -1.8937 | Ukraine | KHMELNITSKI-1 | 203 | 1996/4/30 | 0 | -999 | 1 | -999 | Exceeding allowed maximum primary coolant temperature during planned outage | https://www.laka.org/english.html
0.32448 | 0.33011 | 0.0056291 | -0.48882 | -2.2496 | Ukraine | CHERNOBYL-1 | 199 | 1996/6/28 | 0 | -999 | 0 | -999 | Radioactive contamination in the reactor hall | https://www.laka.org/english.html
0.33011 | 0.41525 | 0.08514 | -0.48135 | -1.0699 | Ukraine | KHMELNITSKI-1 | 203 | 1996/7/24 | 0 | -999 | 1 | -999 | On-site radioactive contamination | https://www.laka.org/english.html
0.41525 | 0.50699 | 0.091744 | -0.38169 | -1.0374 | Ukraine | SOUTH UKRAINE-2 | 212 | 1997/8/22 | 0 | -999 | 2 | -999 | Fresh fuel assembly damage during refuelling | https://www.laka.org/english.html
0.50699 | 0.55546 | 0.048469 | -0.295 | -1.3145 | Ukraine | ZAPOROZHE-3 | -999 | 1998/11/10 | 0 | -999 | 2 | -999 | Workers exposure during weld tests | https://www.laka.org/english.html
0.55546 | 0.68258 | 0.12712 | -0.25535 | -0.89579 | Ukraine | CHERNOBYL-3 | 201 | 1999/7/17 | 0 | -999 | 2 | -999 | Workers exposure exceeding a statutory annual dose limit | https://www.laka.org/english.html
0.68258 | 0.74669 | 0.06411 | -0.16585 | -1.1931 | Ukraine | ROVNO-2 | 208 | 2001/4/11 | 0 | -999 | 1 | -999 | Shut down of Rovno NPP unit 2 because of fall of a crane's boom | https://www.laka.org/english.html
0.070525 | 0.17382 | 0.1033 | -1.1517 | -0.9859 | United Kingdom | #N/A | -999 | 1981/10/1 | 0 | 9 | 3 | 1.3 | Inadvertent reprocessing of fuel from Oldbury Power Station had only been cooled for 27 days leads to iodine release | https://onlinelibrary.wiley.com/doi/full/10.1111/risa.12587
0.17382 | 0.21281 | 0.038987 | -0.75989 | -1.4091 | United Kingdom | #N/A | -999 | 1983/11/1 | 0 | 44 | 3 | -999 | Inadvertent transfer of 59 TBq activity with solvent and crud took place from Building B205 to a sea tank at Building B242 | https://onlinelibrary.wiley.com/doi/full/10.1111/risa.12587
0.21281 | 0.64769 | 0.43488 | -0.672 | -0.36163 | United Kingdom | #N/A | -999 | 1984/7/17 | 0 | 33.4 | 3 | 1.8 | A solvent fire in Building B241 effluent treatment plant sludge tank was caused by hot metal from burning operations | https://onlinelibrary.wiley.com/doi/full/10.1111/risa.12587
0.64769 | 0.65578 | 0.0080952 | -0.18863 | -2.0918 | United Kingdom | HINKLEY POINT-B UNIT A | -999 | 1991/5/9 | 0 | -999 | 2 | -999 | ISOLATION OF FUEL OIL TO ESSENTIAL GAS TURBINES | https://www.laka.org/english.html
0.65578 | 0.74991 | 0.094123 | -0.18324 | -1.0263 | United Kingdom | BRADWELL UNIT A | -999 | 1991/6/15 | 0 | -999 | 2 | -999 | TEMPERATURE TRANSIENT DURING START-UP | https://www.laka.org/english.html
0.74991 | 0.98801 | 0.23811 | -0.12499 | -0.62323 | United Kingdom | WYLFA UNIT A | -999 | 1992/7/31 | 0 | -999 | 2 | -999 | REFUELLING GRAB FAILURE AT WYLFA | https://www.laka.org/english.html
0.98801 | 1.3405 | 0.35251 | -0.005237 | -0.45283 | United Kingdom | PFR DOUNREAY | -999 | 1995/1/1 | 0 | -999 | 2 | -999 | Intake of radioactive material by worker | https://www.laka.org/english.html
1.3405 | 1.4176 | 0.077047 | 0.12727 | -1.1132 | United Kingdom | SIZEWELL-A UNIT B | -999 | 1998/4/21 | 0 | -999 | 2 | -999 | Modification to main steam and main feed isolation valves leading to degradation of reactor protection systems | https://www.laka.org/english.html
1.4176 | 1.514 | 0.096434 | 0.15154 | -1.0158 | United Kingdom | HUNTERSTON-B1 UNIT A | -999 | 1998/12/27 | 0 | -999 | 2 | -999 | Loss of off-site power supplies at Hunterston B Power Station | https://www.laka.org/english.html
1.514 | 1.6479 | 0.13387 | 0.18013 | -0.87333 | United Kingdom | DUNGENESS-B2 UNIT B | -999 | 1999/11/19 | 0 | -999 | 2 | -999 | Discovery of a crack in boiler superheater penetration | https://www.laka.org/english.html
1.6479 | 1.7416 | 0.093768 | 0.21692 | -1.0279 | United Kingdom | DUNGENESS-B1 UNIT A | -999 | 2001/4/4 | 0 | -999 | 1 | -999 | Discovery of an Interlock Defeat applied to the Fuelling Machine d/P/dT Protection system without application | https://www.laka.org/english.html
1.7416 | 1.8687 | 0.12706 | 0.24096 | -0.89598 | United Kingdom | HEYSHAM-1 UNIT A | -999 | 2002/3/11 | 0 | -999 | 2 | -999 | Consequential failure of Fuelling Machine Interlock at Buffer Storage Tube | https://www.laka.org/english.html
1.8687 | 2.0085 | 0.13982 | 0.27154 | -0.85442 | United Kingdom | DUNGENESS-B1 UNIT A | -999 | 2003/7/11 | 0 | -999 | 2 | -999 | Auto-trip of R21, following trip of Main Boiler Feed Pump, subsequent breach of Gas Circulator 22 Inlet Temp. limit | https://www.laka.org/english.html
2.0085 | 2.0584 | 0.049865 | 0.30288 | -1.3022 | United Kingdom | #N/A | -999 | 2005/4/19 | 0 | 599.2 | 3 | -999 | 20 metric tons of uranium and 160 kilograms of plutonium leaked for more than a year from a cracked pipe at the Thermal Oxide Reprocessing (Thorp) plant in Sellafield. | https://www.sciencedirect.com/science/article/pii/S0301421508000529#tbl2
2.0584 | 2.2046 | 0.14617 | 0.31353 | -0.83514 | United Kingdom | TORNESS UNIT A | -999 | 2005/12/22 | 0 | -999 | 0 | -999 | Activation of emergency plan support to Torness Power Station | https://www.laka.org/english.html
2.2046 | 2.2555 | 0.050929 | 0.34332 | -1.293 | United Kingdom | #N/A | -999 | 2008/7/4 | 0 | 11.8 | -999 | -999 | British Energy nuclear reactors (the Largs and the Sizewell B facilities) shutdown after cooling units malfunctioned and damaged emergency systems and triggered blackouts. | https://onlinelibrary.wiley.com/doi/full/10.1111/risa.12587
2.2555 | 2.5402 | 0.2847 | 0.35324 | -0.54562 | United Kingdom | DUNGENESS-B1 UNIT A | -999 | 2009/6/29 | 0 | -999 | 2 | -999 | Introduction of potentially moderating material to fuel route | https://www.laka.org/english.html
2.5402 | 2.5555 | 0.015291 | 0.40486 | -1.8156 | United Kingdom | #N/A | -999 | 2014/8/11 | 0 | 17 | -999 | -999 | Corrosion and defects found in the boiler units of Heysham 1 and Hartlepool forced four reactors offline for 8 weeks for repairs. | https://onlinelibrary.wiley.com/doi/full/10.1111/risa.12587
2.5555 | 2.7778 | 0.22229 | 0.40747 | -0.65308 | United Kingdomrain | ZAPOROZHYE-3 | 216 | 2014/11/28 | 0 | -999 | 0 | -999 | Disconnection of the unit 3 of the plant from the grid | https://onlinelibrary.wiley.com/doi/full/10.1111/risa.12587
0.29425 | 0.4684 | 0.17414 | -0.53128 | -0.75909 | United States | #N/A | -999 | 1981/2/11 | 0 | 2.1 | -999 | -999 | Florida Light & Power manually shut down Turkey Point Unit 3 after steam generator tubes degraded and failed. | https://www.sciencedirect.com/science/article/pii/S0301421508000529#tbl2
0.4684 | 0.5955 | 0.1271 | -0.32939 | -0.89585 | United States | #N/A | -999 | 1981/9/20 | 0 | 1.1 | -999 | -999 | Fuel rod failures caused air ejector activity to rise to 0.3 Ci per second | https://onlinelibrary.wiley.com/doi/full/10.1111/risa.12587
0.5955 | 0.61354 | 0.018048 | -0.22512 | -1.7436 | United States | #N/A | -999 | 1982/2/26 | 0 | 1.1 | -999 | -999 | Southern California Company shut down San Onofre Unit 1 because of earthquake concerns. | https://www.sciencedirect.com/science/article/pii/S0301421508000529#tbl2
0.61354 | 0.61765 | 0.0041018 | -0.21215 | -2.387 | United States | #N/A | -999 | 1982/3/20 | 0 | 52.4 | -999 | -999 | Recirculation system piping failed at Nine Mile Point Unit 1 and forced a 2 year shutdown. | https://onlinelibrary.wiley.com/doi/full/10.1111/risa.12587
0.61765 | 0.68738 | 0.06973 | -0.20926 | -1.1566 | United States | #N/A | -999 | 1982/3/25 | 0 | 64.2 | -999 | -999 | Water and coolant leaks caused damage to steam generator tubes and main generator and forced the New York Power Authority to shut down Indian Point Unit 3. | https://onlinelibrary.wiley.com/doi/full/10.1111/risa.12587
0.68738 | 0.88423 | 0.19685 | -0.16281 | -0.70586 | United States | #N/A | -999 | 1982/6/18 | 0 | 11.8 | -999 | -999 | Feedwater heat extraction line failed at Oconee 2 Pressurized Water Reactor and damaged the thermal cooling system. | https://onlinelibrary.wiley.com/doi/full/10.1111/risa.12587
0.88423 | 0.89597 | 0.011747 | -0.053437 | -1.9301 | United States | #N/A | -999 | 1983/2/12 | 0 | 37.5 | -999 | -999 | Oyster Creek nuclear plant failed safety inspection and was forced to shut down. | https://www.sciencedirect.com/science/article/pii/S0301421508000529#tbl2
0.89597 | 0.9052 | 0.0092297 | -0.047705 | -2.0348 | United States | #N/A | -999 | 1983/2/26 | 0 | 62.1 | -999 | -999 | Workers discovered damaged thermal shield and core barrel support at St. Lucie Unit 1 which required a 13 month shutdown. | https://www.sciencedirect.com/science/article/pii/S0301421508000529#tbl2
0.9052 | 1.0579 | 0.15271 | -0.043254 | -0.81614 | United States | #N/A | -999 | 1983/3/9 | 0 | 2.2 | -999 | -999 | Fuel rods were discovered damaged due to metal chips that had been left in the reactor coolant system | https://onlinelibrary.wiley.com/doi/full/10.1111/risa.12587
1.0579 | 1.0739 | 0.015942 | 0.024449 | -1.7975 | United States | #N/A | -999 | 1983/9/7 | 0 | 39.6 | -999 | -999 | Tennessee Valley Authority discovered extensive damage to recirculation system pipeline. | https://www.sciencedirect.com/science/article/pii/S0301421508000529#tbl2
1.0739 | 1.1368 | 0.062929 | 0.030945 | -1.2011 | United States | #N/A | -999 | 1983/9/26 | 0 | 4.1 | -999 | -999 | Control rod misalignment results in xenon oscillations, damaging the fuel and increasing gaseous activity | https://onlinelibrary.wiley.com/doi/full/10.1111/risa.12587
1.1368 | 1.2555 | 0.11871 | 0.055678 | -0.92553 | United States | #N/A | -999 | 1983/12/10 | 0 | 4.3 | -999 | -999 | Recirculation system piping cracked and forced Pilgrim nuclear reactor to shutdown. | https://www.sciencedirect.com/science/article/pii/S0301421508000529#tbl2
1.2555 | 1.3075 | 0.05198 | 0.098813 | -1.2842 | United States | #N/A | -999 | 1984/4/18 | 0 | 20.3 | -999 | -999 | Philadelphia Electric Company shut down Peach Bottom Unit 2 to due to extensive recirculation system and equipment damage. | https://www.sciencedirect.com/science/article/pii/S0301421508000529#tbl2
1.3075 | 1.3947 | 0.087252 | 0.11643 | -1.0592 | United States | #N/A | -999 | 1984/6/13 | 0 | 25.7 | -999 | -999 | Moisture intrusion caused 6 fuel rods to fail at Fort St. Vrain nuclear plant and required emergency shutdown from Public Service Company of Colorado. | https://www.sciencedirect.com/science/article/pii/S0301421508000529#tbl2
1.3947 | 1.5665 | 0.17179 | 0.14449 | -0.76501 | United States | #N/A | -999 | 1984/9/15 | 0 | 127.3 | -999 | -999 | Safety violations, operator error, and design problems forced 6 year outage at Browns Ferry Unit 2. | https://onlinelibrary.wiley.com/doi/full/10.1111/risa.12587
1.5665 | 1.6647 | 0.098236 | 0.19493 | -1.0077 | United States | #N/A | -999 | 1985/3/9 | 0 | 2114.3 | -999 | -999 | Instrumentation systems malfunctioned during startup and the Tennessee Valley Authority suspended operations at all three Browns Ferry Units. | https://www.sciencedirect.com/science/article/pii/S0301421508000529#tbl2
1.6647 | 1.7438 | 0.079016 | 0.22135 | -1.1023 | United States | #N/A | -999 | 1985/6/9 | 0 | 26.8 | -999 | -999 | Loss of feedwater provoked Toledo Edison Company to inspect Davis-Besse facility, where inspectors discovered corroded reactor coolant pumps and shafts . | https://www.sciencedirect.com/science/article/pii/S0301421508000529#tbl2
1.7438 | 1.8698 | 0.126 | 0.24149 | -0.89963 | United States | #N/A | -999 | 1985/8/22 | 0 | 40.7 | -999 | -999 | Tennessee Valley Authority Sequoyah Units 1 and 2 failed and forced 3 year shutdown; workers also exposed to excessive levels of radiation. | https://onlinelibrary.wiley.com/doi/full/10.1111/risa.12587
1.8698 | 1.8783 | 0.0085423 | 0.27179 | -2.0684 | United States | #N/A | -999 | 1985/12/18 | 0 | 3.8 | -999 | -999 | Malfunctioning computer causes fuel rod failures and increased levels of gaseous activity | https://onlinelibrary.wiley.com/doi/full/10.1111/risa.12587
1.8783 | 1.9995 | 0.12116 | 0.27377 | -0.91662 | United States | #N/A | -999 | 1985/12/26 | 0 | 776.8 | -999 | -999 | Safety and control systems failed at Rancho Seco nuclear reactor and led to the premature closure of the plant. | https://www.sciencedirect.com/science/article/pii/S0301421508000529#tbl2
1.9995 | 2.0465 | 0.047051 | 0.30091 | -1.3274 | United States | #N/A | -999 | 1986/4/11 | 0 | 1156.7 | -999 | -999 | Recurring equipment problems with instrumentation, vacuum breakers, instrument air system, and main transformer forced emergency shutdown of Boston Edison鈥檚 Pilgrim nuclear facility. | https://www.sciencedirect.com/science/article/pii/S0301421508000529#tbl2
2.0465 | 2.2772 | 0.23066 | 0.31102 | -0.63702 | United States | #N/A | -999 | 1986/5/22 | 0 | 462.2 | -999 | -999 | Philadelphia Electric Company shut down Peach Bottom units 2 and 3 due to cooling malfunctions and unexplained equipment problems. | https://onlinelibrary.wiley.com/doi/full/10.1111/risa.12587
2.2772 | 2.742 | 0.46482 | 0.3574 | -0.33272 | United States | #N/A | -999 | 1986/12/9 | 4 | 2.8 | -999 | -999 | Steam explosion in Unit 2 cases deadliest accident (fatalities) in US history | https://onlinelibrary.wiley.com/doi/full/10.1111/risa.12587
2.742 | 2.8866 | 0.14465 | 0.43807 | -0.83968 | United States | #N/A | -999 | 1987/12/19 | 0 | 173.3 | -999 | -999 | Fuel rod, waste storage, and water pumping malfunctions forced Niagara Mohawk Power Corporation to shut down Nine Mile Point Unit 1. | https://www.sciencedirect.com/science/article/pii/S0301421508000529#tbl2
2.8866 | 3.1275 | 0.24086 | 0.46039 | -0.61823 | United States | #N/A | -999 | 1988/3/29 | 1 | 0 | -999 | -999 | Safety inspector died from electrocution after contacting a mislabeled wire at the Wolf Creek Nuclear Power Plant. | https://onlinelibrary.wiley.com/doi/full/10.1111/risa.12587
3.1275 | 3.3849 | 0.25742 | 0.4952 | -0.58935 | United States | #N/A | -999 | 1988/9/10 | 0 | 10.7 | -999 | -999 | Refueling cavity seal failed and destroyed internal pipe system at Virginia Electric Power Company鈥檚 Surry Unit 2 and forced a 12 month outage. | https://onlinelibrary.wiley.com/doi/full/10.1111/risa.12587
3.3849 | 3.4025 | 0.017613 | 0.52955 | -1.7542 | United States | #N/A | -999 | 1989/3/5 | 0 | 16.1 | -999 | -999 | Atmospheric dump valves failed at Arizona Public Service Company鈥檚 Palo Verde Unit 1 and led to main transformer fire and emergency shut down. | https://www.sciencedirect.com/science/article/pii/S0301421508000529#tbl2
3.4025 | 3.7049 | 0.30236 | 0.5318 | -0.51948 | United States | #N/A | -999 | 1989/3/17 | 0 | 139.1 | -999 | -999 | Baltimore Gas & Electric鈥檚 Calvert Cliff Units 1 and 2 inspections revealed cracks at pressurized heater sleeves and forced extended shutdown. | https://onlinelibrary.wiley.com/doi/full/10.1111/risa.12587
3.7049 | 4.5667 | 0.86184 | 0.56878 | -0.064572 | United States | #N/A | -999 | 1989/10/9 | 0 | 12.9 | -999 | -999 | 480 fuel rods were damaged during the operating cycle by metal chips present in the coolant system | https://onlinelibrary.wiley.com/doi/full/10.1111/risa.12587
4.5667 | 4.9504 | 0.38363 | 0.65961 | -0.41609 | United States | #N/A | -999 | 1991/4/3 | 0 | -999 | -999 | -999 | 3 April 1991 Shearon Harris (USA) (see 9.2.1.1) On 3 April 1991 workers at the Shearon Harris pressurized water reactor in New Hill, North Carolina discovered damaged piping and valves within the alternate minimum flow system provided for the pumps in the emergency core cooling system. The piping and valve damage was serious, had an accident occurred the water needed to cool the reactor core would have instead poured out onto the floor through the ends of broken components. The NRC calculated the severe core damage risk from this event to be 6 x 10-3 or 0.6% per reactor year. The event was not rated on the IAEA INES scale. | https://onlinelibrary.wiley.com/doi/full/10.1111/risa.12587
4.9504 | 5.1497 | 0.1993 | 0.69464 | -0.7005 | United States | #N/A | -999 | 1991/11/17 | 0 | 5.4 | -999 | -999 | Safety and fire problems forced New York Power Authority to shut down the FitzPatrick nuclear reactor for 13 months. | https://www.sciencedirect.com/science/article/pii/S0301421508000529#tbl2
5.1497 | 5.1514 | 0.0016929 | 0.71178 | -2.7714 | United States | PALO VERDE-2 | 93 | 1992/3/14 | 0 | -999 | 1 | -999 | PVNGS 2 STEAM GENERATOR TUBE RUPTURE | https://www.laka.org/english.html
5.1514 | 5.17 | 0.018622 | 0.71192 | -1.73 | United States | ZION-2 | 147 | 1992/3/15 | 0 | -999 | 0 | -999 | ZION UNIT 2 LOSS OF NSSS CONTROL ROOM ANNUNCIATORS | https://www.laka.org/english.html
5.17 | 5.214 | 0.044015 | 0.71349 | -1.3564 | United States | PERRY-1 | 99 | 1992/3/26 | 0 | -999 | -999 | -999 | PERRY UNIT 1 MAIN SERVICE WATER PIPE BREAK | https://www.laka.org/english.html
5.214 | 5.2191 | 0.0050787 | 0.71717 | -2.2942 | United States | #N/A | -999 | 1992/4/21 | 0 | 2.1 | -999 | -999 | NRC forced Carolina Power & Light Company to shut down Brunswick Units 1 and 2 after emergency diesel generators failed. | https://www.sciencedirect.com/science/article/pii/S0301421508000529#tbl2
5.2191 | 5.4121 | 0.19299 | 0.71759 | -0.71446 | United States | NORTH ANNA-2 | 86 | 1992/4/24 | 0 | -999 | 0 | -999 | EXCESSIVE FEEDWATER REGULATING VALVE OSCILLATIONS CAUSE WATER HAMMER INDUCED VIBRATION OF THE MAIN FEEDWATER PIPING | https://www.laka.org/english.html
5.4121 | 5.4612 | 0.049094 | 0.73336 | -1.309 | United States | H.B. ROBINSON-2 | -999 | 1992/8/16 | 0 | -999 | -999 | -999 | MINOR FIRE INVOLVING A SAFETY RELATED SYSTEM | https://www.laka.org/english.html
5.4612 | 5.7011 | 0.23995 | 0.73729 | -0.61988 | United States | LASALLE-1 | 72 | 1992/9/14 | 0 | -999 | 0 | -999 | LOSS OF OFF-SITE POWER AND REACTOR SCRAM | https://www.laka.org/english.html
5.7011 | 5.7078 | 0.0067181 | 0.75596 | -2.1728 | United States | #N/A | -999 | 1993/2/3 | 0 | 3.2 | -999 | -999 | Auxiliary feedwater pumps failed at South Texas Project Units 1 and 2 and required rapid shutdown of both reactors. | https://www.sciencedirect.com/science/article/pii/S0301421508000529#tbl2
5.7078 | 5.7414 | 0.033591 | 0.75647 | -1.4738 | United States | THREE MILE ISLAND-1 | 131 | 1993/2/7 | 0 | -999 | -999 | -999 | UNAUTHORIZED INTRUDER INTO PLANT PROTECTED AREA WHILE OPERATING AT 100 PERCENT POWER | https://www.laka.org/english.html
5.7414 | 5.7465 | 0.0050386 | 0.75902 | -2.2977 | United States | #N/A | -999 | 1993/2/27 | 0 | 2.1 | -999 | -999 | New York Power Authority shut down Indian Point Unit 3 after AMSAC system fails. | https://onlinelibrary.wiley.com/doi/full/10.1111/risa.12587
5.7465 | 6.247 | 0.5005 | 0.7594 | -0.30059 | United States | #N/A | -999 | 1993/3/2 | 0 | 3.2 | -999 | -999 | Equipment failures and broken pipes caused Tennessee Valley Authority to shut down Sequoyah Unit 1. | https://onlinelibrary.wiley.com/doi/full/10.1111/risa.12587
6.247 | 6.4271 | 0.18012 | 0.79567 | -0.74444 | United States | #N/A | -999 | 1993/12/25 | 0 | 77 | -999 | -999 | Detroit Edison Company forced to shut down Fermi Unit 2 after main turbine experienced catastrophic failure due to improper maintenance. | https://www.sciencedirect.com/science/article/pii/S0301421508000529#tbl2
6.4271 | 6.5323 | 0.10523 | 0.80801 | -0.97787 | United States | SALEM-1 | 111 | 1994/4/7 | 0 | -999 | 1 | -999 | PLANT TRANSIENT INITIALLY CAUSED BY THE LOSS OF CIRCULATING WATER PUMPS DUE TO HIGH MARSH GRASS/DEBRIS CONCENTRATIONS | https://www.laka.org/english.html
6.5323 | 6.923 | 0.39064 | 0.81507 | -0.40823 | United States | H.B. ROBINSON-2 | -999 | 1994/6/6 | 0 | -999 | -999 | -999 | MINOR FIRE INVOLVING A SAFETY RELATED SYSTEM | https://www.laka.org/english.html
6.923 | 6.9786 | 0.055612 | 0.84029 | -1.2548 | United States | #N/A | -999 | 1995/1/14 | 0 | 71.7 | -999 | -999 | Steam generator tubes cracked at Maine Yankee nuclear reactor and forced the Maine Yankee Atomic Power Company to shutdown for 1 year. | https://onlinelibrary.wiley.com/doi/full/10.1111/risa.12587
6.9786 | 7.0527 | 0.07415 | 0.84377 | -1.1299 | United States | H.B. ROBINSON-2 | -999 | 1995/2/13 | 0 | -999 | -999 | -999 | CARBON DIOXIDE RELEASE TO A PLANT VITAL AREA | https://www.laka.org/english.html
7.0527 | 7.1491 | 0.096395 | 0.84836 | -1.0159 | United States | WATERFORD-3 | 141 | 1995/3/25 | 0 | -999 | -999 | -999 | GASEOUS RELEASE FROM NEARBY CHEMICAL PLANT | https://www.laka.org/english.html
7.1491 | 7.214 | 0.064881 | 0.85425 | -1.1879 | United States | #N/A | -999 | 1995/5/16 | 0 | 39.6 | -999 | -999 | Ventilation systems failed at Public Service Electric & Gas Company鈥檚 Salem Units 1 and 2. | https://www.sciencedirect.com/science/article/pii/S0301421508000529#tbl2
7.214 | 7.2696 | 0.055612 | 0.85818 | -1.2548 | United States | H.B. ROBINSON-2 | -999 | 1995/6/20 | 0 | -999 | 0 | -999 | LEAK FROM LIFTING CHARGING PUMP RELIEF VALVE | https://www.laka.org/english.html
7.2696 | 7.4105 | 0.14088 | 0.86151 | -0.85114 | United States | WATERFORD-3 | 141 | 1995/7/20 | 0 | -999 | 0 | -999 | AMMONIA RELEASE FROM NEARBY CHEMICAL PLANT | https://www.laka.org/english.html
7.4105 | 7.4605 | 0.050051 | 0.86985 | -1.3006 | United States | SALEM-1 | 111 | 1995/10/4 | 0 | -999 | 0 | -999 | SALEM UNIT 1 LOSS OF CONTROL ROOM ANNUNCIATORS | https://www.laka.org/english.html
7.4605 | 7.6292 | 0.16863 | 0.87277 | -0.77307 | United States | LASALLE-1 | 72 | 1995/10/31 | 0 | -999 | 1 | -999 | HIGH RADIATION LEVELS IN REACTOR BUILDING | https://www.laka.org/english.html
7.6292 | 7.6421 | 0.012961 | 0.88248 | -1.8874 | United States | WOLF CREEK | 144 | 1996/1/30 | 0 | -999 | 2 | -999 | PARTIAL LOSS OF ESSENTIAL SERVICE WATER DUE TO FRAZIL ICE ON INTAKE TRASH RACKS | https://www.laka.org/english.html
7.6421 | 7.668 | 0.025923 | 0.88321 | -1.5863 | United States | CATAWBA-2 | 32 | 1996/2/6 | 0 | -999 | 1 | -999 | LOSS OF OFFSITE POWER AND SAFETY INJECTION | https://www.laka.org/english.html
7.668 | 7.7495 | 0.081471 | 0.88468 | -1.089 | United States | #N/A | -999 | 1996/2/20 | 0 | 293.2 | -999 | -999 | Leaking valve forced Northeast Utilities Company to shut down Millstone Units 1 and 2. | https://onlinelibrary.wiley.com/doi/full/10.1111/risa.12587
7.7495 | 7.8254 | 0.075916 | 0.88927 | -1.1197 | United States | PALO VERDE-2 | 93 | 1996/4/4 | 0 | -999 | 0 | -999 | Electrical fire in the control room | https://www.laka.org/english.html
7.8254 | 8.0032 | 0.17776 | 0.89351 | -0.75018 | United States | #N/A | -999 | 1996/5/15 | 0 | -999 | -999 | -999 | Plunging water levels around the nuclear fuel in the reactor's core prompt shut down at聽Dresden Generating Station, | https://onlinelibrary.wiley.com/doi/full/10.1111/risa.12587
8.0032 | 8.0291 | 0.025923 | 0.90326 | -1.5863 | United States | CLINTON-1 | 33 | 1996/8/19 | 0 | -999 | 0 | -999 | RCIC turbine insulation fire | https://www.laka.org/english.html
8.0291 | 8.0347 | 0.0055549 | 0.90467 | -2.2553 | United States | #N/A | -999 | 1996/9/2 | 0 | 444.1 | -999 | -999 | Balance-of-plant equipment malfunction forced Florida Power Corporation to shut down Crystal River Unit 3 and make extensive repairs. | https://www.sciencedirect.com/science/article/pii/S0301421508000529#tbl2
8.0347 | 8.0624 | 0.027774 | 0.90497 | -1.5564 | United States | #N/A | -999 | 1996/9/5 | 0 | 43.9 | -999 | -999 | Reactor recirculation pump failed and required Illinois Power Company to shut down Clinton boiling water reactor. | https://www.sciencedirect.com/science/article/pii/S0301421508000529#tbl2
8.0624 | 8.687 | 0.62454 | 0.90647 | -0.20444 | United States | #N/A | -999 | 1996/9/20 | 0 | 82.4 | -999 | -999 | Service water system failed and prompted Commonwealth Edison to close LaSalle Units 1 and 2 for more than 2 years. | https://www.sciencedirect.com/science/article/pii/S0301421508000529#tbl2
8.687 | 8.7388 | 0.051852 | 0.93887 | -1.2852 | United States | #N/A | -999 | 1997/9/9 | 0 | 12.8 | -999 | -999 | Ice condenser containment systems failed at Indiana Michigan Power Company D.C. Cook Units 1 and 2. | https://www.sciencedirect.com/science/article/pii/S0301421508000529#tbl2
8.7388 | 8.9637 | 0.22481 | 0.94145 | -0.64818 | United States | LIMERICK-2 | 75 | 1997/10/9 | 0 | -999 | 0 | -999 | Fire in emergency diesel generator exhaust | https://www.laka.org/english.html
8.9637 | 9.0803 | 0.11666 | 0.95248 | -0.93308 | United States | CLINTON-1 | 33 | 1998/2/13 | 0 | -999 | 0 | -999 | Loss of shutdown cooling | https://www.laka.org/english.html
9.0803 | 9.2062 | 0.12592 | 0.9581 | -0.89991 | United States | LIMERICK-1 | 74 | 1998/4/17 | 0 | -999 | -999 | -999 | Odor of combustible gas in turbine building | https://www.laka.org/english.html
9.2062 | 9.4025 | 0.19629 | 0.96408 | -0.70711 | United States | DAVIS BESSE-1 | 42 | 1998/6/24 | 0 | -999 | 1 | -999 | Reactor trip and natural circulation cooldown due to loss of offsite power | https://www.laka.org/english.html
9.4025 | 9.6855 | 0.28301 | 0.97324 | -0.54819 | United States | ENRICO FERMI-2 | -999 | 1998/10/8 | 0 | -999 | 0 | -999 | Fire in emergency diesel generator control panel during test | https://www.laka.org/english.html
9.6855 | 9.847 | 0.1615 | 0.98612 | -0.79182 | United States | SAN ONOFRE-2 | 114 | 1999/3/5 | 0 | -999 | -999 | -999 | Discovery of suspicious item in plant | https://www.laka.org/english.html
9.847 | 10.0424 | 0.1954 | 0.99331 | -0.70908 | United States | #N/A | -999 | 1999/5/25 | 0 | 8.6 | -999 | -999 | Steam leak in feedwater heater caused manual shutdown and damaged control board annunicator at the Millstone Nuclear Power Plant. | https://onlinelibrary.wiley.com/doi/full/10.1111/risa.12587
10.0424 | 10.1003 | 0.057822 | 1.0018 | -1.2379 | United States | INDIAN POINT-2 | 68 | 1999/8/31 | 0 | -999 | 2 | -999 | Reactor trip wth complications | https://www.laka.org/english.html
10.2179 | 10.3801 | 0.16223 | 1.0094 | -0.78987 | United States | WATERFORD-3 | 141 | 1999/11/27 | 0 | -999 | 2 | -999 | Loss of reactor coolant system inventory | https://www.laka.org/english.html
10.3801 | 11.2057 | 0.82561 | 1.0162 | -0.083227 | United States | INDIAN POINT-2 | 68 | 2000/2/15 | 0 | -999 | 0 | -999 | Steam generator tube leak | https://www.laka.org/english.html
11.2057 | 11.7379 | 0.5322 | 1.0494 | -0.27393 | United States | ENRICO FERMI-2 | -999 | 2001/3/21 | 0 | -999 | 0 | -999 | EMERGENCY DIESEL GENERATOR BEARING FAILURE & FIRE | https://www.laka.org/english.html
11.7379 | 11.9055 | 0.16758 | 1.0696 | -0.77577 | United States | POINT BEACH 1&2 | -999 | 2001/11/29 | 0 | -999 | 2 | -999 | Potential Common Cause Failure of Auxiliary Feedwater | https://www.laka.org/english.html
11.9055 | 11.9482 | 0.042682 | 1.0757 | -1.3698 | United States | #N/A | -999 | 2002/2/16 | 0 | 164.8 | -999 | -999 | Severe corrosion of control rod forced 24 month outage of Davis-Besse reactor. | https://www.sciencedirect.com/science/article/pii/S0301421508000529#tbl2
11.9482 | 12.6155 | 0.66729 | 1.0773 | -0.17569 | United States | DAVIS BESSE-1 | 42 | 2002/3/8 | 0 | -999 | 3 | -999 | DETERIORATION OF REACTOR VESSEL HEAD | https://www.laka.org/english.html
12.6155 | 14.2899 | 1.6744 | 1.1009 | 0.22386 | United States | #N/A | -999 | 2003/1/15 | 0 | 11.8 | -999 | -999 | A fault in the main transformer at the Donald C. Cook nuclear power plant caused a fire that damaged the main generator and backup turbines. | https://onlinelibrary.wiley.com/doi/full/10.1111/risa.12587
14.2899 | 14.4887 | 0.19884 | 1.155 | -0.70149 | United States | KEWAUNEE | 70 | 2005/3/15 | 0 | -999 | 2 | -999 | Plant Design for Flooding Events May Not Mitigate the Consequences of Piping System Failures | https://www.laka.org/english.html
14.4887 | 14.5122 | 0.023519 | 1.161 | -1.6286 | United States | #N/A | -999 | 2005/6/16 | 0 | 47.1 | -999 | -999 | Exelon Braidwood nuclear station leaked tritium and contaminated local water supplies. | https://www.sciencedirect.com/science/article/pii/S0301421508000529#tbl2
14.5122 | 14.5935 | 0.081248 | 1.1617 | -1.0902 | United States | FITZPATRICK | 54 | 2005/6/27 | 0 | -999 | 1 | -999 | Potential Loss of Containment Due to Small Crack in Torus | https://www.laka.org/english.html
14.5935 | 15.0519 | 0.45846 | 1.1642 | -0.3387 | United States | #N/A | -999 | 2005/8/4 | 0 | 34.2 | -999 | -999 | Entergy Indian Point Nuclear Plant, located on the Hudson River, leaked tritium and strontium into underground lakes from 1974 to 2005. | https://onlinelibrary.wiley.com/doi/full/10.1111/risa.12587
15.0519 | 15.3403 | 0.2884 | 1.1776 | -0.54001 | United States | #N/A | -999 | 2006/3/6 | 0 | 113.4 | 2 | -999 | Nuclear fuel services plant spilled 35 litres of highly enriched uranium that required 7 month shutdown. | https://onlinelibrary.wiley.com/doi/full/10.1111/risa.12587
15.3403 | 18.182 | 2.8416 | 1.1858 | 0.45357 | United States | VIRGIL C. SUMMER-1 | -999 | 2006/7/18 | 0 | -999 | 0 | -999 | Potential Flooding Common Mode Failure of Service Water Pumps | https://www.laka.org/english.html
18.182 | 18.3035 | 0.12154 | 1.2596 | -0.91528 | United States | #N/A | -999 | 2010/2/1 | 0 | 808.9 | -999 | -999 | Underground pipes from the Vermont Yankee nuclear power plant deteriorated and leaked radioactive tritium into groundwater supplies in Vermont and resulted in the shutdown of the plant. | https://onlinelibrary.wiley.com/doi/full/10.1111/risa.12587
18.3035 | 19.427 | 1.1235 | 1.2625 | 0.05056 | United States | H.B. ROBINSON-2 | -999 | 2010/3/28 | 0 | -999 | 2 | -999 | Reactor Trip and Safety Injection with Complications from Fire | https://www.laka.org/english.html
19.7718 | 21.3662 | 1.5944 | 1.296 | 0.20259 | United States | #N/A | -999 | 2012/1/30 | 0 | 2.1 | -999 | -999 | Switchyard component failure and transformer fire at Exelon's Byron Generating Station's Unit 2 caused shutdown and tritium steam release to prevent a meltdown. | https://onlinelibrary.wiley.com/doi/full/10.1111/risa.12587
0.22374 | 0.64525 | 0.4215 | -0.65025 | -0.3752 | former Soviet Union | #N/A | -999 | 1982/9/9 | 0 | 1100 | 5 | -999 | Partial core melt fuel assembly channel 62-44 destroyed, irradiation of staff involved in repairing the core | https://onlinelibrary.wiley.com/doi/full/10.1111/risa.12587
0.64525 | 0.77137 | 0.12612 | -0.19027 | -0.89922 | former Soviet Union | #N/A | -999 | 1985-08-10 | 0 | -999 | 0 | -999 | Soviet submarine K-431 | https://en.wikipedia.org/wiki/Soviet_submarine_K-431
0.77137 | 1.6575 | 0.88611 | -0.11274 | -0.052513 | former Soviet Union | #N/A | -999 | 1986/4/26 | 4056 | 259336 | 7 | 8 | Mishandled reactor safety test at Chernobyl nuclear reactor caused steam explosion and meltdown and required massive evacuation. | https://onlinelibrary.wiley.com/doi/full/10.1111/risa.12587
1.6575 | 1.6925 | 0.035066 | 0.21945 | -1.4551 | former Soviet Union | SMOLENSK-2 | 312 | 1990/7/22 | 0 | -999 | 1 | -999 | LOSS OF POWER SUPPY TO REACTOR COOLANT PUMPS DUE TO 6 KV CABLE FIRE | https://www.laka.org/english.html
1.6925 | 1.7373 | 0.044739 | 0.22854 | -1.3493 | former Soviet Union | IGNALINA-1 | 327 | 1990/9/18 | 0 | -999 | 2 | -999 | SPURIOUS ACTUATION OF 2 MAIN SAFETY VALVES OUT OF TWELVE | https://www.laka.org/english.html
1.7373 | 1.7403 | 0.0030229 | 0.23987 | -2.5196 | former Soviet Union | SOUTH UKRAINE-1 | 211 | 1990/12/1 | 0 | -999 | 2 | -999 | ESSENTIAL BUS DEENERGIZATION | https://www.laka.org/english.html
1.7403 | 1.7621 | 0.021774 | 0.24062 | -1.6621 | former Soviet Union | SMOLENSK-3 | 313 | 1990/12/6 | 0 | -999 | 1 | -999 | TURBINE SJAES STEAMING DUE TO PLANT PERSONNEL ERROR | https://www.laka.org/english.html
1.7621 | 1.7693 | 0.0072655 | 0.24602 | -2.1387 | former Soviet Union | NOVOVORONEZH-5 | 306 | 1991/1/11 | 0 | -999 | 1 | -999 | UNIT SHUTDOWN DUE TO SG-4 PULSE LINE RUPTURE | https://www.laka.org/english.html
1.7693 | 1.7821 | 0.012715 | 0.24781 | -1.8957 | former Soviet Union | ZAPOROZHE-1 | -999 | 1991/1/23 | 0 | -999 | 2 | -999 | UNIT SHUTDOWN DUE TO BREACH OF NORMAL OPERATION CONDITIONS | https://www.laka.org/english.html
1.7821 | 1.7869 | 0.0048437 | 0.25092 | -2.3148 | former Soviet Union | ZAPOROZHE-4 | -999 | 1991/2/13 | 0 | -999 | 0 | -999 | REACTOR SHUTDOWN DUE TO EXCESS HYDROGEN CONCENTRATION IN THE GENERATOR STATOR GAS TRAP | https://www.laka.org/english.html
1.7869 | 1.7899 | 0.0030273 | 0.2521 | -2.5189 | former Soviet Union | KURSK-4 | 293 | 1991/2/21 | 0 | -999 | 0 | -999 | UNIT SHUTDOWN DUE TO COOLANT LEAK IN RCP AUXILIARY PIPELINE | https://www.laka.org/english.html
1.7899 | 1.8075 | 0.017558 | 0.25284 | -1.7555 | former Soviet Union | KHMELNITSKI-1 | 203 | 1991/2/26 | 0 | -999 | 3 | -999 | INOPERABILITY OF VALVES AT THE DISCHARGE SIDE OF HPSI PUMPS IN THREE TRAINS DUE TO FAILURE TO CONNECT POWER CABLES | https://www.laka.org/english.html
1.8075 | 1.8081 | 0.00060546 | 0.25708 | -3.2179 | former Soviet Union | SOUTH UKRAINE-1 | 211 | 1991/3/27 | 0 | -999 | 0 | -999 | UNIT SHUTDOWN DUE TO PRIMARY CIRCUIT LEAK IN THE LINE OF CONTROLLED LEAKS FROM THE MAIN ISOLATION VALVE SEAL | https://www.laka.org/english.html
1.8081 | 1.8099 | 0.0018164 | 0.25722 | -2.7408 | former Soviet Union | LENINGRAD-3 | 298 | 1991/3/28 | 0 | -999 | 0 | -999 | UNIT SHUTDOWN DUE TO SHORT CIRCUIT IN THE AUXILIARY POWER TRANSFORMER AND LEAKING OIL FIRE | https://www.laka.org/english.html
1.8099 | 1.816 | 0.0060546 | 0.25766 | -2.2179 | former Soviet Union | KOLA-2 | 285 | 1991/3/31 | 0 | -999 | 1 | -999 | WRONG POSITIONING OF THE FUEL ASSEMBLY WHILE PERFORMING FUEL ROD CLADDING INTEGRITY TEST | https://www.laka.org/english.html
1.816 | 1.8305 | 0.014531 | 0.25911 | -1.8377 | former Soviet Union | CHERNOBYL-1 | 199 | 1991/4/10 | 0 | -999 | 3 | -999 | UNAVAILABILITY OF LOW POWER EMERGENCY PROTECTION (LPEP) DUE TO LOSS OF IONIZATION CHAMBER POWER SUPPLY | https://www.laka.org/english.html
1.8305 | 1.8378 | 0.0072655 | 0.26257 | -2.1387 | former Soviet Union | IGNALINA-2 | 328 | 1991/5/4 | 0 | -999 | 3 | -999 | PERSONNEL OVEREXPOSURE DURING PRECOMMISSIONING OPERATIONS INVOLVING HOT CELL | https://www.laka.org/english.html
1.8378 | 1.8474 | 0.0096874 | 0.26429 | -2.0138 | former Soviet Union | KOLA-3 | 286 | 1991/5/16 | 0 | -999 | 2 | -999 | FAILURE OF SAFETY SYSTEM TRAIN WHILE ROUTINE TESTING | https://www.laka.org/english.html
1.8474 | 1.8656 | 0.018164 | 0.26657 | -1.7408 | former Soviet Union | KALININ-2 | 281 | 1991/6/1 | 0 | -999 | 1 | -999 | UNIT SHUTDOWN DUE TO PERSONNEL ERRORS AND DAMAGE TO RCP 6 KV BREAKER | https://www.laka.org/english.html
1.8656 | 1.8711 | 0.0054492 | 0.27082 | -2.2637 | former Soviet Union | CHERNOBYL-2 | 200 | 1991/7/1 | 0 | -999 | 2 | -999 | NEW FUEL ASSEMBLY DROPPING WHILE REFUELING | https://www.laka.org/english.html
1.8711 | 1.8783 | 0.0072655 | 0.27209 | -2.1387 | former Soviet Union | BILIBINO GEN | -999 | 1991/7/10 | 0 | -999 | 3 | -999 | #N/A | https://www.laka.org/english.html
1.8783 | 1.8898 | 0.011504 | 0.27377 | -1.9392 | former Soviet Union | SMOLENSK-2 | 312 | 1991/7/22 | 0 | -999 | 3 | -999 | #N/A | https://www.laka.org/english.html
1.8898 | 1.9219 | 0.032089 | 0.27642 | -1.4936 | former Soviet Union | CHERNOBYL-2 | 200 | 1991/8/10 | 0 | -999 | 2 | -999 | #N/A | https://www.laka.org/english.html
1.9219 | 1.9274 | 0.0054492 | 0.28373 | -2.2637 | former Soviet Union | ZAPOROZHE-2 | -999 | 1991/10/2 | 0 | -999 | 2 | -999 | #N/A | https://www.laka.org/english.html
1.9274 | 1.9358 | 0.0084765 | 0.28496 | -2.0718 | former Soviet Union | CHERNOBYL-2 | 200 | 1991/10/11 | 0 | -999 | 2 | -999 | UNIT SHUTDOWN DUE TO FIRE IN THE TURBINE BUILDING CAUSED BY ELECTRICAL EQUIPMENT FAILURE | https://www.laka.org/english.html
1.9358 | 1.9401 | 0.0042382 | 0.28687 | -2.3728 | former Soviet Union | NOVOVORONEZH-4 | 305 | 1991/10/25 | 0 | -999 | 2 | -999 | BORATED WATER STORAGE TANK LEVEL REDUCTION TO 180 M3 | https://www.laka.org/english.html
1.9401 | 1.9613 | 0.021191 | 0.28782 | -1.6738 | former Soviet Union | CHERNOBYL-1 | 199 | 1991/11/1 | 0 | -999 | 0 | -999 | PARTIAL DAMAGE TO POWER AND INSTRUMENTATION CABLES OF TURBINE BUILDING VALVES AND AUXILIARY COMPONENTS AS A RESULT OF IGNITION | https://www.laka.org/english.html
1.9613 | 1.9619 | 0.00060546 | 0.29254 | -3.2179 | former Soviet Union | SMOLENSK-3 | 313 | 1991/12/6 | 0 | -999 | 1 | -999 | DEVIATION FROM THE NORMAL ON-LOAD REFUELING REGIME DUE TO FUEL ASSEMBLY SEPARATION FROM THE CONNECTING BAR | https://www.laka.org/english.html
0.17501 | 0.17545 | 0.00043455 | -0.75692 | -3.362 | Czechoslovakia | BOHUNICE-2 | 257 | 1991/1/15 | 0 | -999 | 2 | -999 | FIRE OF BUSES OF SECOND CATEGORY OF RELIABILITY BUSES | https://www.laka.org/english.html
0.17545 | 0.18349 | 0.0080392 | -0.75585 | -2.0948 | Czechoslovakia | DUKOVANY-1 | 573 | 1991/1/21 | 0 | -999 | 0 | -999 | REACTOR SCRAM DUE TO A FIRE OF SECOND CATEGORY OF RELIABILITY BUSES | https://www.laka.org/english.html
0.18349 | 0.19298 | 0.0094877 | -0.73639 | -2.0228 | Czechoslovakia | BOHUNICE-1 | 256 | 1991/5/12 | 0 | -999 | 3 | -999 | RELEASE OF ACTIVE LIQUID FROM STORAGE TANK | https://www.laka.org/english.html
0.19298 | 0.20879 | 0.015817 | -0.7145 | -1.8009 | Czechoslovakia | BOHUNICE-1 | 256 | 1991/9/20 | 0 | -999 | 1 | -999 | #N/A | https://www.laka.org/english.html
0.20879 | 0.21193 | 0.0031339 | -0.68028 | -2.5039 | Czechoslovakia | BOHUNICE-2 | 257 | 1992/4/22 | 0 | -999 | 1 | -999 | INTERVENTION OF AUTOMATIC POWER CONTROL (APC) DUE TO SPURIOUS SIGNAL | https://www.laka.org/english.html
0.21193 | 0.212 | 7.4617e-05 | -0.67381 | -4.1272 | Czechoslovakia | BOHUNICE-3 | 258 | 1992/6/3 | 0 | -999 | 1 | -999 | DIESEL GENERATOR START FAILURE | https://www.laka.org/english.html
0.212 | 0.2164 | 0.0044024 | -0.67366 | -2.3563 | Czechoslovakia | DUKOVANY-2 | 574 | 1992/6/4 | 0 | -999 | 1 | -999 | INOPERABILITY OF HERMETIC COMPARTMENT PRESSURE INDICATORS OF ESFAS | https://www.laka.org/english.html
0.2164 | 0.22215 | 0.0057455 | -0.66473 | -2.2407 | Czechoslovakia | DUKOVANY-1 | 573 | 1992/8/2 | 0 | -999 | -999 | -999 | FIRE ON THE CENTRAL PUMP STATION ROOF | https://www.laka.org/english.html
0.22215 | 0.22603 | 0.0038801 | -0.65335 | -2.4112 | Czechoslovakia | BOHUNICE-3 | 258 | 1992/10/18 | 0 | -999 | 1 | -999 | VIOLATION OF CHEMICAL REGIME OF STEAM GENERATOR FEED WATER (SGFW) | https://www.laka.org/english.html
0.18526 | -999 |  |  |  | Argentina | ATUCHA-1 | 695 | 2007/12/15 | 0 | -999 | 0 | -999 | TURBINE TRIP AND MANUAL SCRAM DURING NORMALIZATION OF A HEAT EXCHANGER OF THE MAIN OUTPUT TRANSFORMER | https://www.laka.org/english.html
0.0048043 | -999 |  |  |  | Armenia | ARMENIA-2 | -999 | 1998/7/13 | 0 | -999 | 2 | -999 | Failure of safety system train during routine testing | https://www.laka.org/english.html
1.1884 | -999 |  |  |  | Belgium | DOEL-4 | 685 | 2011/3/18 | 0 | -999 | 2 | -999 | Inadequate setting of the auxiliary feedwater turbopump | https://www.laka.org/english.html
0.01209 | -999 |  |  |  | Brazil | ANGRA-1 | 678 | 1992/3/5 | 0 | -999 | 1 | -999 | COOLANT RADIOACTIVITY EXCEEDING OPERATING LIMITS DUE TO FUEL ROD FAILURE | https://www.laka.org/english.html
0.38677 | -999 |  |  |  | Bulgaria | KOZLODUY-5 | 676 | 2006/3/1 | 0 | -999 | 2 | -999 | Inoperability of 22 out of 61 control rods at Kozloduy NPP unit 5 | https://www.laka.org/english.html
1.7795 | -999 |  |  |  | Canada | Pickering A - B NGS | -999 | 2003/8/14 | 0 | -999 | 2 | -999 | Total Impairment of the High Pressure Emergency Core Injection System Affecting Five (5) Reactor Units at Pickering NGS | https://www.laka.org/english.html
0.79855 | -999 |  |  |  | China | #N/A | -999 | 2013/7/15 | 0 | 23.5 | -999 | -999 | Typhoon Soulik damaged the Jinshan Nuclear Power Plant by tripping the generator and destroying transmission lines which lead to shutdown and detection of radiation leaks. | https://onlinelibrary.wiley.com/doi/full/10.1111/risa.12587
0.18176 | -999 |  |  |  | Czech Republic | TEMELIN-2 | 578 | 2004/6/6 | 0 | -999 | 1 | -999 | Small leakage from Residual Heat Removal System. | https://www.laka.org/english.html
0.52643 | -999 |  |  |  | Finland | OLKILUOTO-1 | 570 | 2008/5/30 | 0 | -999 | 1 | -999 | Fast stop of the main circulation pumps and simultaneous loss of their fly wheel systems during reactor scram. | https://www.laka.org/english.html
12.5181 | -999 |  |  |  | France | PALUEL-1 | 550 | 2017/11/9 | 0 | -999 | 2 | -999 | Insufficient seismic resistance of emergency diesel generators | https://www.laka.org/english.html
2.7013 | -999 |  |  |  | Germany | #N/A | -999 | 2009/7/4 | 0 | 242.9 | -999 | -999 | A short circuit in a transformer caused fuel rod damage and an extended shutdown at Vattenfall鈥檚 Kr眉mmel nuclear plant. | https://onlinelibrary.wiley.com/doi/full/10.1111/risa.12587
0.35786 | -999 |  |  |  | Hungary | #N/A | -999 | 2013/2/12 | 0 | -999 | 1 | -999 | Three workers were expossed to radiation while handling radioactive waste | https://onlinelibrary.wiley.com/doi/full/10.1111/risa.12587
0.52336 | -999 |  |  |  | India | KAKRAPAR-1 | 432 | 2016/3/11 | 0 | -999 | 2 | -999 | Leak from primary coolant system at Kakrapar Atomic Station-1 | https://www.laka.org/english.html
7.0016 | -999 |  |  |  | Japan | FUKUSHIMA-DAIICHI | 361 | 2016/4/20 | 0 | -999 | -999 | -999 | Leakage from Piping Transferring RO-Concentrated Water to G-6 Tank Area | https://www.laka.org/english.html
0.0016097 | -999 |  |  |  | Kazakhstan | BN-350 | -999 | 1997/3/23 | 0 | -999 | 0 | -999 | Leakage on thge feedwater recirculation pipeline of the steam-generator no. 1 | https://www.laka.org/english.html
2.3955 | -999 |  |  |  | South Korea | #N/A | -999 | 2012/9/1 | 0 | -999 | 2 | -999 | Station blackout occurred when back up generator failed to start while primary generator was out of service for maintenance | https://onlinelibrary.wiley.com/doi/full/10.1111/risa.12587
0.071168 | -999 |  |  |  | Lithuania | IGNALINA-1 | 327 | 1998/3/3 | 0 | -999 | 0 | -999 | Reactor trip resulting from fast acting scram system (FASS) actuation | https://www.laka.org/english.html
0.15722 | -999 |  |  |  | Mexico | LAGUNA VERDE-2 | 326 | 2011/1/19 | 0 | -999 | 2 | -999 | Reactor trip due to high pressure in the reactor pressure vessel | https://www.laka.org/english.html
0.11832 | -999 |  |  |  | Netherlands | #N/A | -999 | 2013/9/26 | 0 | -999 | 2 | -999 | Three out of six control rods were found to show deficiences, the plant had to shut down for 5 months | https://onlinelibrary.wiley.com/doi/full/10.1111/risa.12587
0.06225 | -999 |  |  |  | Pakistan | KANUPP-1 | 320 | 2017/8/4 | 0 | -999 | 2 | -999 | Overexposure of Workers after Moderator Heavy Water Leak from Bonnet Gasket of Moderator Storage Tank Outlet Valve | https://www.laka.org/english.html
0.029172 | -999 |  |  |  | Romania | CERNAVODA-1 | 314 | 2001/11/29 | 0 | -999 | 1 | -999 | Loss of radioactive source Cs-137 included in a Beckman device | https://www.laka.org/english.html
2.2909 | -999 |  |  |  | Russia | #N/A | -999 | 2009/8/27 | 0 | 127.3 | -999 | -999 | A cracked discharge accumulator and malfunctioning feed pump forced the Leningrad Nuclear Power Plant reactor number 3 to close for extended repairs. | https://onlinelibrary.wiley.com/doi/full/10.1111/risa.12587
0.098639 | -999 |  |  |  | Slovakia | BOHUNICE-4 | 259 | 2000/6/15 | 0 | -999 | 1 | -999 | Unplanned exposure of workers | https://www.laka.org/english.html
0.10367 | -999 |  |  |  | Slovenia | KRSKO | 254 | 2013/10/8 | 0 | -999 | 0 | -999 | Discovery of damaged fuel rods during unloading and fuel inspections | https://onlinelibrary.wiley.com/doi/full/10.1111/risa.12587
0.21813 | -999 |  |  |  | South Africa | KOEBERG-1 | 252 | 2005/12/5 | 0 | -999 | 2 | -999 | Both low head safety injection motors declared inoperable because of insufficient motor cooling water flow | https://www.laka.org/english.html
1.2569 | -999 |  |  |  | Spain | ASCO-1 | 244 | 2008/4/4 | 0 | -999 | 2 | -999 | RADIACTIVE PARTICLES FOUNDED IN ASCÓ NPP SITE | https://www.laka.org/english.html
1.9345 | -999 |  |  |  | Sweden | FORSMARK-3 | 5 | 2013/5/30 | 0 | -999 | 1 | -999 | Emergency generator failed to start after loss of two phases in the incoming supply | https://onlinelibrary.wiley.com/doi/full/10.1111/risa.12587
0.67561 | -999 |  |  |  | Switzerland | LEIBSTADT | 226 | 2010/8/31 | 0 | -999 | 2 | -999 | Exposure of a worker in excess of statutory annual dose limits | https://www.laka.org/english.html
0.7469 | -999 |  |  |  | Ukraine | KHMELNITSKI-1 | 203 | 2002/2/16 | 0 | -999 | 1 | -999 | Site contamination at Khmelnitsky NPP | https://www.laka.org/english.html
2.7779 | -999 |  |  |  | United Kingdom | DUNGENESS B | -999 | 2018/12/31 | 0 | -999 | 2 | -999 | External corrosion affecting multiple systems on a power reactor | https://www.laka.org/english.html
21.3684 | -999 |  |  |  | New Mexico | #N/A | -999 | 2014/2/14 | 0 | 8.2 | -999 | -999 | Mine fire occured at salt hauling truck and required evacuation of the entire facility, extensive cleanup, and hospitalization of six workers for smoke inhalation and radiation exposure. | https://onlinelibrary.wiley.com/doi/full/10.1111/risa.12587
1.9625 | -999 |  |  |  | Russia | KOLA-3 | 286 | 1991/12/7 | 0 | -999 | 0 | -999 | DAMAGE TO RCP MAIN THRUST BEARING WHILE PREPARING PRIMARY FOR HYDROTEST | https://www.laka.org/english.html
0.2261 | -999 |  |  |  | Slovakia | BOHUNICE-2 | 257 | 1992/12/9 | 0 | -999 | 1 | -999 | EXCEEDING OF CL-CONCENTRATION IN PRIMARY CIRCUIT WATER | https://www.laka.org/english.html

## reactor
| Resource:IAEA | https://pris.iaea.org/PRIS/CountryStatistics/ReactorDetails.aspx?current=735
ID |  | CN |  | Model | Net Capacity(Mwe) | Operation Factor(%) | Energy Availability Factor(%) | Load Factor(%) | Electricity Supplied(TW.h) | Construction Start Date | First Grid Connection | Permanent Shutdown Date
1 | BARSEBECK-1 | Sweden | 1 | AA-II | 600 | 81.4 | 80.2 | 74.5 |  | 25965 | 27529 | 36494
2 | BARSEBECK-2 | Sweden | 1 | AA-II | 600 | 81.8 | 83.2 | 74.9 |  | 26665 | 28205 | 38503
3 | FORSMARK-1 | Sweden | 1 | AA-III, BWR-2500 | 990 | 89.8 | 84.4 | 82.7 |  | 26816 | 29378 | -999
4 | FORSMARK-2 | Sweden | 1 | AA-III, BWR-2501 | 1118 | 89.1 | 82.6 | 80.7 |  | 27395 | 29612 | -999
5 | FORSMARK-3 | Sweden | 1 | AA-IV, BWR-3000 | 1172 | 89.3 | 85.4 | 84.1 |  | 28856 | 31111 | -999
6 | OSKARSHAMN-1 | Sweden | 1 | AA-I | 473 | 65 | 62.2 | 61.2 |  | 24320 | 26164 | 42754
7 | OSKARSHAMN-2 | Sweden | 1 | AA-II | 638 | 75.8 | 72.6 | 69.6 |  | 25447 | 27304 | 42715
8 | OSKARSHAMN-3 | Sweden | 1 | AA-IV, BWR-3000 | 1400 | 84.8 | 80.8 | 77.9 |  | 29342 | 31109 | -999
9 | RINGHALS-1 | Sweden | 1 | AA-I | 881 | 76.3 | 70 | 68.5 |  | 25235 | 27316 | 44196
10 | RINGHALS-2 | Sweden | 2 | WH 3LP | 852 | 73.7 | 67 | 65.5 |  | 25842 | 27258 | 43830
11 | RINGHALS-3 | Sweden | 2 | WH 3LP | 1072 | 84.6 | 78.5 | 76.9 |  | 26543 | 29471 | -999
12 | RINGHALS-4 | Sweden | 2 | WH 3LP | 1130 | 87.2 | 83.1 | 80.2 |  | 26969 | 30125 | -999
13 | ANO-1 | USA | 2 | B&W LLP (DRYAMB) | 836 | 81.9 | 81.4 | 78.2 | 254.21 | 25112 | 27258 | -999
14 | ANO-2 | USA | 2 | CE 2LP (DRYAMB) | 988 | 83.9 | 84.2 | 84.1 | 308.14 | 25178 | 28850 | -999
15 | BEAVER VALLEY-1 | USA | 2 | WH 3LP (DRYSUB) | 908 | 78.2 | 78.5 | 76.1 | 251.57 | 25745 | 27925 | -999
16 | BEAVER VALLEY-2 | USA | 2 | WH 3LP (DRYSUB) | 905 | 88.2 | 88.8 | 86.8 | 162.09 | 27152 | 32006 | -999
17 | BIG ROCK POINT | USA | 1 |  | 67 | 73 | 74.9 | 64.1 | 12.74 | 22037 | 22988 | 35671
18 | BONUS | USA | 1 | Superheater | 17 |  |  |  |  | 21916 | 23603 | 24990
19 | BRAIDWOOD-1 | USA | 2 | WH 4LP (DRYAMB) | 1194 | 90.2 | 90.4 | 89.4 | 295.01 | 27607 | 31970 | -999
20 | BRAIDWOOD-2 | USA | 2 | WH 4LP (DRYAMB) | 1160 | 92.3 | 92.4 | 91 | 302.08 | 27607 | 32288 | -999
21 | BROWNS FERRY-1 | USA | 1 | BWR-4 (Mark 1) | 1200 | 79.1 | 77.3 | 75.4 | 181.84 | 24593 | 26952 | 31125
22 | BROWNS FERRY-2 | USA | 1 | BWR-4 (Mark 1) | 1200 | 83.9 | 83.1 | 80.2 | 310.82 | 24593 | 27269 | 31107
23 | BROWNS FERRY-3 | USA | 1 | BWR-4 (Mark 1) | 1210 | 85.5 | 84.8 | 82.8 | 280.97 | 25020 | 28015 | 31107
24 | BRUNSWICK-1 | USA | 1 | BWR-4 (Mark 1) | 938 | 78.3 | 79 | 77.3 | 259.49 | 25606 | 28098 | -999
25 | BRUNSWICK-2 | USA | 1 | BWR-4 (Mark 1) | 932 | 78.1 | 78.1 | 75.4 | 209.08 | 25606 | 27513 | -999
26 | BYRON-1 | USA | 2 | WH 4LP (DRYAMB) | 1164 | 90 | 90.1 | 87.9 | 376.68 | 27485 | 31107 | -999
27 | BYRON-2 | USA | 2 | WH 4LP (DRYAMB) | 1136 | 92.6 | 93.1 | 90.8 | 297.57 | 27485 | 31814 | -999
28 | CALLAWAY-1 | USA | 2 | WH 4LP (DRYAMB) | 1215 | 88.1 | 88.4 | 87.6 | 344.51 | 27638 | 30979 | -999
29 | CALVERT CLIFFS-1 | USA | 2 | CE 2LP (DRYAMB) | 877 | 82.2 | 81.8 | 82.9 | 275.59 | 24990 | 27397 | -999
30 | CALVERT CLIFFS-2 | USA | 2 | CE 2LP (DRYAMB) | 855 | 84.9 | 85 | 85.2 | 273.9 | 24990 | 28101 | -999
31 | CATAWBA-1 | USA | 2 | WH 4LP (ICECND) | 1160 | 87 | 87 | 86.6 | 402.41 | 27150 | 31069 | -999
32 | CATAWBA-2 | USA | 2 | WH 4LP (ICECND) | 1150 | 87.8 | 88.1 | 87.6 | 302.63 | 27150 | 31550 | -999
33 | CLINTON-1 | USA | 1 | BWR-6 (Mark 3) | 1062 | 81.2 | 82.2 | 80 | 229.79 | 27668 | 31891 | -999
34 | COLUMBIA | USA | 1 | BWR-5 (Mark 2) | 1131 | 81.4 | 81.5 | 76.7 | 285.92 | 26512 | 30829 | -999
35 | COMANCHE PEAK-1 | USA | 2 | WH 4LP (DRYAMB) | 1205 | 90.5 | 90.6 | 88.1 | 281.14 | 27382 | 32987 | -999
36 | COMANCHE PEAK-2 | USA | 2 | WH 4LP (DRYAMB) | 1195 | 91.3 | 91.4 | 89.9 | 237.82 | 27382 | 34068 | -999
37 | COOK-1 | USA | 2 | WH 4LP (ICECDN) | 1030 | 73.4 | 72.9 | 70.7 | 316.29 | 25287 | 27435 | -999
38 | COOK-2 | USA | 2 | WH 4LP (ICECDN) | 1168 | 74.2 | 74.3 | 72 | 295.78 | 25287 | 28571 | -999
39 | COOPER | USA | 1 | BWR-4 (Mark 1) | 769 | 81.8 | 79.7 | 76.5 | 223.32 | 24990 | 27159 | -999
40 | CRYSTAL RIVER-3 | USA | 2 | B&W LLP (DRYAMB) | 860 | 66.9 | 66.4 | 64.5 | 167.55 | 25106 | 28155 | 41310
41 | CVTR | USA | 3 | Prototype | 17 |  |  |  |  | 21916 | 23363 | 24482
42 | DAVIS BESSE-1 | USA | 2 | B&W RLP (DRYAMB) | 894 | 74.5 | 74.1 | 72.5 | 243.49 | 25812 | 28365 | -999
43 | DIABLO CANYON-1 | USA | 2 | WH 4LP (DRYAMB) | 1138 | 88.8 | 88.1 | 87.1 | 305.53 | 24951 | 30997 | -999
44 | DIABLO CANYON-2 | USA | 2 | WH 4LP (DRYAMB) | 1118 | 88.8 | 88.8 | 87.1 | 328.2 | 25911 | 31340 | -999
45 | DRESDEN-1 | USA | 1 |  | 197 |  |  |  | 16.49 | 20576 | 22021 | 28794
46 | DRESDEN-2 | USA | 1 | BWR-3 (Mark 1) | 894 | 80.3 | 82.1 | 74.8 | 270.01 | 24117 | 25671 | -999
47 | DRESDEN-3 | USA | 1 | BWR-3 (Mark 1) | 879 | 80.2 | 79.6 | 75.1 | 267.57 | 24394 | 26136 | -999
48 | DUANE ARNOLD-1 | USA | 1 | BWR-4 (Mark 1) | 601 | 83.8 | 82.5 | 79 | 62.44 | 25741 | 27168 | 44116
49 | ELK RIVER | USA | 1 |  | 22 |  |  |  |  | 21551 | 23247 | 24869
50 | FARLEY-1 | USA | 2 | WH 3LP (DRYAMB) | 874 | 85.9 | 85.9 | 84.7 | 303.81 | 25842 | 28355 | -999
51 | FARLEY-2 | USA | 2 | WH 3LP (DRYAMB) | 883 | 88.8 | 89.1 | 87.5 | 237.77 | 25842 | 29731 | -999
52 | FERMI-1 | USA | 4 | Liquid Metal FBR | [5 empty] | 20675 | 24324 | 26632
53 | FERMI-2 | USA | 1 | BWR-4 (Mark 1) | 1115 | 79.8 | 80 | 76.6 | 212.97 | 26568 | 31676 | -999
54 | FITZPATRICK | USA | 1 | BWR-4 (Mark 1) | 813 | 81.4 | 81.3 | 78.5 | 331.28 | 25082 | 27426 | -999
55 | FORT CALHOUN-1 | USA | 2 | CE 2LP | 482 | 77.3 | 76.6 | 72.9 | 130.69 | 24996 | 26901 | 42667
56 | FORT ST. VRAIN | USA | 5 |  | 330 | 31.1 | 30.6 | 15.2 | 5.42 | 25082 | 28105 | 32749
57 | GE VALLECITOS | USA | 1 | 25 | 25 |  |  |  |  | 20455 | 21112 | 23354
58 | GINNA | USA | 2 | WH 2LP (DRYAMB) | 560 | 86.3 | 87.2 | 85.2 | 190.02 | 24222 | 25539 | -999
59 | GRAND GULF-1 | USA | 1 | BWR-6 (Mark 3) | 1401 | 84.6 | 84 | 82.8 | 356.26 | 27153 | 30975 | -999
60 | HADDAM NECK | USA | 2 |  | 560 | 76 | 80.1 | 73.5 | 105.65 | 23498 | 24691 | 35404
61 | HALLAM | USA |  | LMGMR (SGR- Sodium cooled graphite moderated reactor) | 75 |  |  |  |  | 21551 | 23255 | 23621
62 | HARRIS-1 | USA | 2 | WH 3LP (DRYAMB) | 964 | 89.3 | 89.4 | 89.3 | 208.72 | 28518 | 31796 | -999
63 | HATCH-1 | USA | 1 | BWR-4 (Mark 1) | 876 | 83.8 | 83.7 | 81.6 | 254.05 | 25111 | 27344 | -999
64 | HATCH-2 | USA | 1 | BWR-4 (Mark 1) | 883 | 85.1 | 85.4 | 82.4 | 244.83 | 26330 | 28755 | -999
65 | HOPE CREEK-1 | USA | 1 | BWR-4 (Mark 1) | 1172 | 87.9 | 88.6 | 87.7 | 296.29 | 27820 | 31625 | -999
66 | HUMBOLDT BAY | USA | 1 | Natural cir. | 63 |  |  |  | 4.75 | 22221 | 23119 | 27943
67 | INDIAN POINT-1 | USA | 2 | PWR | 257 |  |  |  | 13.48 | 20576 | 22905 | 27333
68 | INDIAN POINT-2 | USA | 2 | WH 4LP (DRYAMB) | 998 | 77.7 | 77.4 | 75.8 | 291.54 | 24394 | 26841 | 43951
69 | INDIAN POINT-3 | USA | 2 | WH 4LP (DRYAMB) | 1030 | 74.7 | 75.1 | 72.9 | 284.72 | 25143 | 27877 | 44316
70 | KEWAUNEE | USA | 2 | WH 2LP (DRYAMB) | 566 | 85.1 | 84.2 | 84 | 150.08 | 25056 | 27127 | 41401
71 | LACROSSE | USA | 1 |  | 48 | 63.2 | 64.7 | 51 | 3.85 | 23071 | 24954 | 31897
72 | LASALLE-1 | USA | 1 | BWR-5 (Mark 2) | 1137 | 81.4 | 82.1 | 80.8 | 263.09 | 26917 | 30198 | -999
73 | LASALLE-2 | USA | 1 | BWR-5 (Mark 2) | 1140 | 81 | 81.7 | 80.9 | 282.4 | 26917 | 30792 | -999
74 | LIMERICK-1 | USA | 1 | BWR-4 (Mark 2) | 1134 | 91.2 | 91.6 | 89.8 | 346.37 | 27199 | 31150 | -999
75 | LIMERICK-2 | USA | 1 | BWR-4 (Mark 2) | 1134 | 93.8 | 93.8 | 93.2 | 270.69 | 27048 | 32752 | -999
76 | MAINE YANKEE | USA | 2 |  | 860 | 73 | 70.5 | 68.2 | 188.72 | 25112 | 26611 | 35643
77 | MCGUIRE-1 | USA | 2 | WH 4LP (ICECND) | 1158 | 83.7 | 83.8 | 81.9 | 364.56 | 26024 | 29841 | -999
78 | MCGUIRE-2 | USA | 2 | WH 4LP (ICECND) | 1158 | 86.9 | 87 | 86.8 | 323.74 | 26024 | 30459 | -999
79 | MILLSTONE-1 | USA | 1 |  | 641 | 69.2 | 70.8 | 65.1 | 101.37 | 24228 | 25901 | 35977
80 | MILLSTONE-2 | USA | 2 | CE 2LP (DRYAMB) | 869 | 72.8 | 72.6 | 71.2 | 215.98 | 25508 | 27707 | -999
81 | MILLSTONE-3 | USA | 2 | WH 4LP (DRYSUB) | 1210 | 80.6 | 81 | 79.8 | 251.28 | 27250 | 31455 | -999
82 | MONTICELLO | USA | 1 | BWR-3 (Mark 1) | 628 | 84.9 | 85.9 | 81.9 | 204.01 | 24642 | 25997 | -999
83 | NINE MILE POINT-1 | USA | 1 | BWR-2 (Mark 1) | 613 | 77.8 | 78.9 | 74.9 | 201.73 | 23844 | 25516 | -999
84 | NINE MILE POINT-2 | USA | 1 | BWR-5 (Mark 2) | 1277 | 86.2 | 87.2 | 85.1 | 333.53 | 27607 | 31997 | -999
85 | NORTH ANNA-1 | USA | 2 | WH 3LP (DRYSUB) | 948 | 84.7 | 84.6 | 83.2 | 328.01 | 25983 | 28597 | -999
86 | NORTH ANNA-2 | USA | 2 | WH 3LP (DRYSUB) | 944 | 86.7 | 86.9 | 85.5 | 274.03 | 25983 | 29458 | -999
87 | OCONEE-1 | USA | 2 | B&W LLP (DRYAMB) | 847 | 82.3 | 82.6 | 80.3 | 289.01 | 24782 | 26790 | -999
88 | OCONEE-2 | USA | 2 | B&W LLP (DRYAMB) | 848 | 85.1 | 84.6 | 83.2 | 291.63 | 24782 | 27003 | -999
89 | OCONEE-3 | USA | 2 | B&W LLP (DRYAMB) | 859 | 83.9 | 83.5 | 82.9 | 290.06 | 24782 | 27290 | -999
90 | OYSTER CREEK | USA | 1 | BWR-2 (Mark 1) | 619 | 78.2 | 78.5 | 74.2 | 196.2 | 23726 | 25469 | 43360
91 | PALISADES | USA | 2 | CE 2LP (DRYAMB) | 805 | 70.8 | 74 | 71.6 | 227.26 | 24545 | 26298 | -999
92 | PALO VERDE-1 | USA | 2 | CE80 2LP (DRYAMB) | 1311 | 82.2 | 82.2 | 80.8 | 340.83 | 27905 | 31208 | -999
93 | PALO VERDE-2 | USA | 2 | CE80 2LP (DRYAMB) | 1314 | 84.5 | 84.5 | 84.3 | 341.06 | 27912 | 31542 | -999
94 | PALO VERDE-3 | USA | 2 | CE80 2LP (DRYAMB) | 1312 | 86.3 | 86.3 | 85.7 | 314.93 | 27912 | 32109 | -999
95 | PATHFINDER | USA | 1 | Prototype | 59 |  |  |  |  | 21551 | 24313 | 24746
96 | PEACH BOTTOM-1 | USA | 5 |  | 40 |  |  |  | 1.35 | 22678 | 24499 | 27334
97 | PEACH BOTTOM-2 | USA | 1 | BWR-4 (Mark 1) | 1300 | 80.4 | 79.9 | 77.8 | 358.58 | 24868 | 27078 | -999
98 | PEACH BOTTOM-3 | USA | 1 | BWR-4 (Mark 1) | 1331 | 81.1 | 80.2 | 78.9 | 356 | 24868 | 27273 | -999
99 | PERRY-1 | USA | 1 | BWR-6 (Mark 3) | 1240 | 83.9 | 84.2 | 82.1 | 293.84 | 27303 | 31765 | -999
100 | PILGRIM-1 | USA | 1 | BWR-3 (Mark 1) | 677 | 75.8 | 74.8 | 70.6 | 193.55 | 25076 | 26499 | 43616
101 | PIQUA | USA |  | OCM (Organically Cooled and Moderated Reactor) | 12 |  |  |  |  | 21916 | 23193 | 24108
102 | POINT BEACH-1 | USA | 2 | WH 2LP (DRYAMB) | 591 | 84.9 | 85.6 | 82.3 | 188.64 | 24672 | 25878 | -999
103 | POINT BEACH-2 | USA | 2 | WH 2LP (DRYAMB) | 591 | 86.4 | 86.7 | 85.2 | 137.1 | 25044 | 26513 | -999
104 | PRAIRIE ISLAND-1 | USA | 2 | WH 2LP (DRYAMB) | 522 | 87.8 | 87.2 | 86.8 | 188.19 | 25014 | 27002 | -999
105 | PRAIRIE ISLAND-2 | USA | 2 | WH 2LP (DRYAMB) | 519 | 88.8 | 88.2 | 88.3 | 185.01 | 25379 | 27384 | -999
106 | QUAD CITIES-1 | USA | 1 | BWR-3 (Mark 1) | 908 | 83.3 | 82.3 | 78.7 | 277.93 | 24518 | 26401 | -999
107 | QUAD CITIES-2 | USA | 1 | BWR-3 (Mark 1) | 911 | 82.1 | 81.1 | 77.4 | 274.01 | 24518 | 26442 | -999
108 | RANCHO SECO-1 | USA | 2 |  | 873 | 46.4 | 45.6 | 40 | 44.75 | 25294 | 27315 | 32666
109 | RIVER BEND-1 | USA | 1 | BWR-6 (Mark 3) | 967 | 84.6 | 84.8 | 82.2 | 195.11 | 28209 | 31384 | -999
110 | ROBINSON-2 | USA | 2 | WH 3LP (DRYAMB) | 741 | 79.7 | 80.7 | 79.4 | 245.15 | 24575 | 25837 | -999
111 | SALEM-1 | USA | 2 | WH 4LP (DRYAMB) | 1169 | 73 | 73 | 70.6 | 307.3 | 25106 | 28119 | -999
112 | SALEM-2 | USA | 2 | WH 4LP (DRYAMB) | 1158 | 75.4 | 76 | 72.9 | 378.15 | 25106 | 29740 | -999
113 | SAN ONOFRE-1 | USA | 2 |  | 436 | 55.1 | 59.8 | 63.2 | 51.13 | 23498 | 24669 | 33938
114 | SAN ONOFRE-2 | USA | 2 | CE (2-loop) DRYAMB | 1070 | 77.1 | 77.2 | 78 | 219.23 | 27089 | 30214 | 41432
115 | SAN ONOFRE-3 | USA | 2 | CE (2-loop) DRYAMB | 1080 | 78.4 | 78.4 | 77.5 | 215.66 | 27089 | 30584 | 41432
116 | SAXTON | USA | 2 | 25 | 3 |  |  |  |  | 21916 | 24532 | 26420
117 | SEABROOK-1 | USA | 2 | WH 4LP (DRYAMB) | 1246 | 88.7 | 88.9 | 87.4 | 280.52 | 27948 | 33022 | -999
118 | SEQUOYAH-1 | USA | 2 | WH 4LP (ICECND) | 1152 | 76.8 | 77.1 | 75.1 | 343.36 | 25715 | 29424 | -999
119 | SEQUOYAH-2 | USA | 2 | WH 4LP (ICECND) | 1139 | 80.3 | 80.4 | 78.2 | 306.25 | 25715 | 29943 | -999
120 | SHIPPINGPORT | USA | 2 | PLWBR | 60 |  |  |  |  | 19725 | 21156 | 30225
121 | SHOREHAM | USA | 1 |  | 820 |  |  |  |  | 26604 | 31625 | 32629
122 | SOUTH TEXAS-1 | USA | 2 | WH 4LP (DRYAMB) | 1280 | 84.2 | 84.4 | 84.9 | 293.66 | 27750 | 32232 | -999
123 | SOUTH TEXAS-2 | USA | 2 | WH 4LP (DRYAMB) | 1280 | 84.2 | 84.3 | 84.6 | 297.03 | 27750 | 32609 | -999
124 | ST. LUCIE-1 | USA | 2 | CE 2LP (DRYAMB) | 981 | 83.4 | 83.4 | 83.2 | 308.66 | 25750 | 27887 | -999
125 | ST. LUCIE-2 | USA | 2 | CE 2LP (DRYAMB) | 987 | 86.3 | 86.5 | 86.2 | 188.54 | 28278 | 30480 | -999
126 | SUMMER-1 | USA | 2 | WH 3LP (DRYAMB) | 973 | 85.8 | 86.1 | 84.5 | 489.46 | 26744 | 30271 | -999
127 | SURRY-1 | USA | 2 | WH 3LP (DRYSUB) | 838 | 79.8 | 79.3 | 78.5 | 268.42 | 25014 | 26484 | -999
128 | SURRY-2 | USA | 2 | WH 3LP (DRYSUB) | 838 | 80 | 79.8 | 78.7 | 268.12 | 25014 | 26733 | -999
129 | SUSQUEHANNA-1 | USA | 1 | BWR-4 (Mark 2) | 1257 | 85.3 | 85.5 | 84.2 | 333.13 | 26970 | 30271 | -999
130 | SUSQUEHANNA-2 | USA | 1 | BWR-4 (Mark 2) | 1257 | 88.5 | 88.6 | 87.4 | 321.2 | 26970 | 30866 | -999
131 | THREE MILE ISLAND-1 | USA | 2 | B&W LLP (DRYAMB) | 819 | 77 | 77.5 | 78.2 | 245.12 | 24976 | 27199 | 43728
132 | THREE MILE ISLAND-2 | USA | 2 |  | 880 | 74.6 | 69.3 | 69.3 | 1.95 | 25508 | 28601 | 28942
133 | TROJAN | USA | 2 |  | 1095 | 57.9 | 57.8 | 53.6 | 84.35 | 25600 | 27751 | 33917
134 | TURKEY POINT-3 | USA | 2 | WH 3LP (DRYAMB) | 837 | 78.4 | 80 | 78.5 | 234.18 | 24589 | 26605 | -999
135 | TURKEY POINT-4 | USA | 2 | WH 3LP (DRYAMB) | 821 | 78.9 | 80.3 | 78.6 | 233.1 | 24589 | 26836 | -999
136 | VERMONT YANKEE | USA | 1 | BWR-4 (Mark 1) | 605 | 86.3 | 86.1 | 83.9 | 605 | 24817 | 26562 | 42002
137 | VOGTLE-1 | USA | 2 | WH 4LP (DRYAMB) | 1150 | 91.5 | 91.4 | 91.8 | 338.7 | 27973 | 31863 | -999
138 | VOGTLE-2 | USA | 2 | WH 4LP (DRYAMB) | 1152 | 91.6 | 91.6 | 91.7 | 285.18 | 27973 | 32608 | -999
139 | VOGTLE-3 | USA | 2 | AP-1000 | 1117 |  |  |  |  | 41345 | -999 | -999
140 | VOGTLE-4 | USA | 2 | AP-1000 | 1117 |  |  |  |  | 41597 | -999 | -999
141 | WATERFORD-3 | USA | 2 | CE 2LP (DRYAMB) | 1168 | 87.4 | 87.5 | 87.1 | 330.91 | 27347 | 31124 | -999
142 | WATTS BAR-1 | USA | 2 | WH 4LP (ICECND) | 1157 | 90 | 90 | 89.9 | 198.66 | 26865 | 35101 | -999
143 | WATTS BAR-2 | USA | 2 | WH 4LP (ICECND) | 1164 | 81.2 | 82.6 | 79.6 | 141.92 | 26908 | 42524 | -999
144 | WOLF CREEK | USA | 2 | WH 4LP (DRYAMB) | 1200 | 85.8 | 85.8 | 85.5 | 391.65 | 28276 | 31210 | -999
145 | YANKEE NPS | USA | 2 | PWR | 167 | 77.4 | 79.5 | 71.7 | 33.94 | 21125 | 22230 | 33512
146 | ZION-1 | USA | 2 | WH 4LP | 1040 | 63.9 | 62.3 | 57.4 | 124.41 | 25173 | 26843 | 35839
147 | ZION-2 | USA | 2 | WH 4LP | 1040 | 65.9 | 64.6 | 59.2 | 124.5 | 25173 | 27024 | 35839
148 | BERKELEY-1 | UK | 6 | MAGNOX | 138 | 82.4 | 59 | 58.2 | 138 | 20821 | 22809 | 32598
149 | BERKELEY-2 | UK | 6 | MAGNOX | 138 | 82.9 | 58.8 | 58 | 21.55 | 20821 | 22821 | 32442
150 | BRADWELL-1 | UK | 6 | MAGNOX | 123 | 83.9 | 65.8 | 65.5 | 27.17 | 20821 | 22828 | 37346
151 | BRADWELL-2 | UK | 6 | MAGNOX | 123 | 83.9 | 65.8 | 65.5 | 27.17 | 20821 | 22833 | 37345
152 | CALDER HALL-1 | UK | 6 | MAGNOX | 49 | 82.3 | 79.6 | 76.9 | 14.04 | 19572 | 20694 | 37711
153 | CALDER HALL-2 | UK | 6 | MAGNOX | 49 | 82.7 | 79.6 | 76.9 | 14.04 | 19572 | 20852 | 37711
154 | CALDER HALL-3 | UK | 6 | MAGNOX | 49 | 82.7 | 79.6 | 76.9 | 14.04 | 20302 | 21245 | 37711
155 | CALDER HALL-4 | UK | 6 | MAGNOX | 49 | 82.7 | 79.6 | 76.9 | 14.04 | 20302 | 21641 | 37711
156 | CHAPELCROSS-1 | UK | 6 | MAGNOX | 48 | 94.2 | 87.2 | 85.5 | 14.2 | 20363 | 21582 | 38167
157 | CHAPELCROSS-2 | UK | 6 | MAGNOX | 48 | 94.2 | 87.2 | 85.5 | 14.2 | 20363 | 21732 | 38167
158 | CHAPELCROSS-3 | UK | 6 | MAGNOX | 48 | 94.2 | 87.2 | 85.5 | 14.2 | 20363 | 21855 | 38167
159 | CHAPELCROSS-4 | UK | 6 | MAGNOX | 48 | 94.2 | 87.2 | 85.5 | 14.2 | 20363 | 21916 | 38167
160 | DOUNREAY DFR | UK | 4 |  | 11 |  |  |  | 0.54 | 20149 | 22920 | 28185
161 | DOUNREAY PFR | UK | 4 |  | 234 | 38.2 | 40.7 | 26.9 | 7.14 | 24108 | 27404 | 34424
162 | DUNGENESS A-1 | UK | 6 | MAGNOX | 225 | 86.5 | 74.3 | 74 | 59.19 | 22098 | 24006 | 39082
163 | DUNGENESS A-2 | UK | 6 | MAGNOX | 225 | 86.9 | 75.1 | 74.9 | 60.66 | 22098 | 24047 | 39082
164 | DUNGENESS B-1 | UK | 6 | AGR | 545 | 52 | 43.5 | 42.6 | 94.53 | 24016 | 30409 | 44354
165 | DUNGENESS B-2 | UK | 6 | AGR | 545 | 55.6 | 48.6 | 48.4 | 99.54 | 24016 | 31410 | 44354
166 | HARTLEPOOL A-1 | UK | 6 | AGR | 590 | 73.4 | 70.3 | 68.8 | 119.39 | 25112 | 30529 | -999
167 | HARTLEPOOL A-2 | UK | 6 | AGR | 595 | 75.1 | 71.6 | 70.5 | 114.07 | 25112 | 30986 | -999
168 | HEYSHAM A-1 | UK | 6 | AGR | 485 | 73.4 | 68.1 | 67.3 | 110.62 | 25903 | 30506 | -999
169 | HEYSHAM A-2 | UK | 6 | AGR | 575 | 73.4 | 67.3 | 66.5 | 106.32 | 25903 | 30966 | -999
170 | HEYSHAM B-1 | UK | 6 | AGR | 620 | 84.5 | 80.1 | 79.4 | 135.71 | 29434 | 32336 | -999
171 | HEYSHAM B-2 | UK | 6 | AGR | 620 | 82.6 | 78.3 | 77.6 | 131.19 | 29434 | 32458 | -999
172 | HINKLEY POINT A-1 | UK | 6 | MAGNOX | 235 | 89 | 74.5 | 72.4 | 46.47 | 21125 | 23789 | 36669
173 | HINKLEY POINT A-2 | UK | 6 | MAGNOX | 235 | 89 | 74.5 | 72.4 | 46.47 | 21125 | 23820 | 36669
174 | HINKLEY POINT B-1 | UK | 6 | AGR | 485 | 80.4 | 75.8 | 76.9 | 147.37 | 24716 | 28063 | -999
175 | HINKLEY POINT B-2 | UK | 6 | AGR | 480 | 78.3 | 74.3 | 73.5 | 143.68 | 24716 | 27795 | -999
176 | HINKLEY POINT C-1 | UK | 2 | EPR-1750 | 1630 |  |  |  |  | 43445 | -999 | -999
177 | HINKLEY POINT C-2 | UK | 2 | EPR-1750 | 1630 |  |  |  |  | 43811 | -999 | -999
178 | HUNTERSTON A-1 | UK | 6 | MAGNOX | 150 | 94.5 | 81 | 81.6 | 28.67 | 21094 | 23412 | 33023
179 | HUNTERSTON A-2 | UK | 6 | MAGNOX | 150 | 94.5 | 81 | 81.6 | 28.67 | 21094 | 23529 | 32873
180 | HUNTERSTON B-1 | UK | 6 | AGR | 490 | 73.6 | 69.4 | 68.5 | 141.87 | 24777 | 27796 | -999
181 | HUNTERSTON B-2 | UK | 6 | AGR | 495 | 74 | 71.3 | 69.6 | 138.93 | 24777 | 28215 | -999
182 | OLDBURY A-1 | UK | 6 | MAGNOX | 217 | 85.5 | 75.9 | 76.2 | 62.26 | 22767 | 24783 | 40965
183 | OLDBURY A-2 | UK | 6 | MAGNOX | 217 | 88.9 | 80.7 | 81.3 | 65.63 | 22767 | 24934 | 40724
184 | SIZEWELL A-1 | UK | 6 | MAGNOX | 210 | 84.3 | 74.8 | 74.7 | 56.78 | 22372 | 24128 | 39082
185 | SIZEWELL A-2 | UK | 6 | MAGNOX | 210 | 80.9 | 71.5 | 71.3 | 53.34 | 22372 | 24206 | 39082
186 | SIZEWELL B | UK | 2 | SNUPPS | 1198 | 86.6 | 84.4 | 83.7 | 199.59 | 32342 | 34744 | -999
187 | TORNESS-1 | UK | 6 | AGR | 595 | 83.5 | 78 | 75.3 | 128.94 | 29434 | 32288 | -999
188 | TORNESS-2 | UK | 6 | AGR | 605 | 83.1 | 77.4 | 74.8 | 126.18 | 29434 | 32542 | -999
189 | TRAWSFYNYDD-1 | UK | 6 | MAGNOX | 195 | 92 | 78.4 | 79.6 | 35.23 | 21732 | 23756 | 33275
190 | TRAWSFYNYDD-2 | UK | 6 | MAGNOX | 195 | 92 | 78.4 | 79.6 | 35.23 | 22098 | 23775 | 33273
191 | WINDSCALE AGR | UK | 6 | AGR | 24 | 56.8 | 65.4 | 59.8 | 3.26 | 21490 | 23043 | 29679
192 | WINFRITH SGHWR | UK | 7 |  | 92 | 60.9 | 61.2 | 60.7 | 10.96 | 23132 | 24807 | 33127
193 | WYLFA-1 | UK | 6 | MAGNOX | 490 | 82.3 | 69.9 | 70.3 | 126.47 | 23255 | 25957 | 42368
194 | WYLFA-2 | UK | 6 | MAGNOX | 491 | 82.5 | 69.5 | 69.8 | 109.28 | 23255 | 26135 | 41024
195 | BARAKAH-1 | United Arab Emirates | 2 | APR-1400 | 1417 |  |  |  | 1.56 | 41109 | 44062 | -999
196 | BARAKAH-2 | United Arab Emirates | 2 | APR-1400 | 1345 |  |  |  |  | 41380 | 44453 | -999
197 | BARAKAH-3 | United Arab Emirates | 2 | APR-1400 | 1345 |  |  |  |  | 41906 | -999 | -999
198 | BARAKAH-4 | United Arab Emirates | 2 | APR-1400 | 1345 |  |  |  |  | 42215 | -999 | -999
199 | CHERNOBYL-1 | Ukraine | 8 | RBMK | 740 | 75.3 | 63.1 | 64.2 | 92.27 | 25628 | 28394 | 35399
200 | CHERNOBYL-2 | Ukraine | 8 | RBMK | 925 |  |  |  | 75.99 | 26696 | 28845 | 33522
201 | CHERNOBYL-3 | Ukraine | 8 | RBMK | 925 | 67.3 | 67.1 | 63.8 | 98 | 27820 | 29923 | 36875
202 | CHERNOBYL-4 | Ukraine | 8 | RBMK | 925 |  |  |  |  | 28946 | 30672 | 31528
203 | KHMELNITSKI-1 | Ukraine | 2 | VVER V-320 | 950 | 74.2 | 71.7 | 71.3 | 187.9 | 29891 | 32142 | -999
204 | KHMELNITSKI-2 | Ukraine | 2 | VVER V-320 | 950 | 79.3 | 78.1 | 76.7 | 103.27 | 31079 | 38206 | -999
205 | KHMELNITSKI-3 | Ukraine | 2 | VVER | 1035 |  |  |  |  | 31472 | -999 | -999
206 | KHMELNITSKI-4 | Ukraine | 2 | VVER | 1035 |  |  |  |  | 31809 | -999 | -999
207 | ROVNO-1 | Ukraine | 2 | VVER V-213 | 381 | 80.5 | 79.1 | 77.1 | 100.42 | 26877 | 29577 | -999
208 | ROVNO-2 | Ukraine | 2 | VVER V-213 | 381 | 82.8 | 80.4 | 78.6 | 101.37 | 26938 | 29942 | -999
209 | ROVNO-3 | Ukraine | 2 | VVER V-320 | 950 | 72.4 | 69.4 | 65.8 | 185.31 | 29252 | 31767 | -999
210 | ROVNO-4 | Ukraine | 2 | VVER V-320 | 950 | 81.7 | 75.5 | 70.2 | 93.29 | 31625 | 38270 | -999
211 | SOUTH UKRAINE-1 | Ukraine | 2 | VVER V-302 | 950 | 72.2 | 68 | 67.2 | 203.28 | 27973 | 30316 | -999
212 | SOUTH UKRAINE-2 | Ukraine | 2 | VVER V-338 | 950 | 71.6 | 64.8 | 65 | 190.49 | 29768 | 31053 | -999
213 | SOUTH UKRAINE-3 | Ukraine | 2 | VVER V-320 | 950 | 74 | 68.6 | 66.5 | 167.15 | 30987 | 32771 | -999
214 | ZAPOROZHYE-1 | Ukraine | 2 | VVER V-320 | 950 | 71 | 66.7 | 65.2 | 189.42 | 29312 | 31026 | -999
215 | ZAPOROZHYE-2 | Ukraine | 2 | VVER V-320 | 950 | 72.6 | 68.4 | 66 | 188.72 | 29587 | 31250 | -999
216 | ZAPOROZHYE-3 | Ukraine | 2 | VVER V-320 | 950 | 76.5 | 71.3 | 69.5 | 191 | 30042 | 31756 | -999
217 | ZAPOROZHYE-4 | Ukraine | 2 | VVER V-320 | 950 | 76.5 | 72.9 | 71.6 | 190.54 | 30407 | 32129 | -999
218 | ZAPOROZHYE-5 | Ukraine | 2 | VVER V-320 | 950 | 77.5 | 73.8 | 72.2 | 182.39 | 31352 | 32734 | -999
219 | ZAPOROZHYE-6 | Ukraine | 2 | VVER V-320 | 950 | 81.2 | 79.3 | 78.3 | 159.17 | 31564 | 34991 | -999
220 | AKKUYU-1 | Turkey | 2 | VVER V-509 | 1114 |  |  |  |  | 43193 | -999 | -999
221 | AKKUYU-2 | Turkey | 2 | VVER V-509 | 1114 |  |  |  |  | 43929 | -999 | -999
222 | AKKUYU-3 | Turkey | 2 | VVER V-509 | 1114 |  |  |  |  | 44265 | -999 | -999
223 | BEZNAU-1 | Switzerland | 2 | WH 2LP | 365 | 81.8 | 80.3 | 79.9 | 127.52 | 23986 | 25401 | -999
224 | BEZNAU-2 | Switzerland | 2 | WH 2LP | 365 | 88.7 | 87.4 | 87.7 | 134.58 | 24838 | 26229 | -999
225 | GOESGEN | Switzerland | 2 | PWR 3 Loop | 1010 | 90.7 | 89 | 89.4 | 305.53 | 26999 | 28888 | -999
226 | LEIBSTADT | Switzerland | 1 | BWR-6 | 1220 | 86.8 | 83.1 | 83.2 | 293.47 | 27030 | 30826 | -999
227 | LUCENS | Switzerland | 9 | HWGCR: 2-loops | 6 |  |  |  |  | 22737 | 24866 | 25224
228 | MUEHLEBERG | Switzerland | 1 | BWR-4 | 373 | 90.4 | 87.4 | 87.8 | 122.46 | 24532 | 26115 | 43819
229 | AGESTA | Sweden | 3 |  | 10 |  |  |  |  | 21155 | 23498 | 27182
230 | BARSEBACK-1 | Sweden | 1 | AA-II | 600 | 81.4 | 80.2 | 74.5 | 93.82 | 25965 | 27529 | 36524
231 | BARSEBACK-2 | Sweden | 1 | AA-II | 600 | 81.8 | 83.2 | 74.9 | 108.04 | 26665 | 28205 | 38503
232 | FORSMARK-1 | Sweden | 1 | AA-III, BWR-2500 | 990 | 89.8 | 84.4 | 82.7 | 280.25 | 26816 | 29378 | -999
233 | FORSMARK-2 | Sweden | 1 | AA-III, BWR-2500 | 1118 | 89.1 | 82.6 | 80.7 | 276.78 | 27395 | 29612 | -999
234 | FORSMARK-3 | Sweden | 1 | AA-IV, BWR-3000 | 1172 | 89.3 | 85.4 | 84.1 | 302.38 | 28856 | 31111 | -999
235 | OSKARSHAMN-1 | Sweden | 1 | AA-I | 473 | 65 | 62.2 | 61.2 | 110.27 | 24320 | 26164 | 42905
236 | OSKARSHAMN-2 | Sweden | 1 | AA-II | 638 | 75.8 | 72.6 | 69.6 | 154 | 25447 | 27304 | 42726
237 | OSKARSHAMN-3 | Sweden | 1 | AA-IV, BWR-3000 | 1400 | 84.8 | 80.8 | 77.9 | 295.04 | 29342 | 31109 | -999
238 | RINGHALS-1 | Sweden | 1 | AA-I | 881 | 76.3 | 70 | 68.5 | 221.15 | 25235 | 27316 | 44196
239 | RINGHALS-2 | Sweden | 2 | WH 3LP | 852 | 73.7 | 67 | 65.5 | 216.14 | 25842 | 27258 | 43830
240 | RINGHALS-3 | Sweden | 2 | WH 3LP | 1072 | 84.6 | 78.5 | 76.9 | 258.02 | 26543 | 29471 | -999
241 | RINGHALS-4 | Sweden | 2 | WH 3LP | 1130 | 87.2 | 83.1 | 80.2 | 250.04 | 26969 | 30125 | -999
242 | ALMARAZ-1 | Spain | 2 | WH 3LP | 1011 | 88.5 | 86 | 86 | 271.51 | 26848 | 29707 | -999
243 | ALMARAZ-2 | Spain | 2 | WH 3LP | 1006 | 90.3 | 87.7 | 87.8 | 268.98 | 26848 | 30597 | -999
244 | ASCO-1 | Spain | 2 | WH 3LP | 995 | 87.9 | 85.6 | 85 | 262.74 | 27165 | 30541 | -999
245 | ASCO-2 | Spain | 2 | WH 3LP | 997 | 89.6 | 87.3 | 86.5 | 255.81 | 27460 | 31343 | -999
246 | COFRENTES | Spain | 1 | BWR-6 (Mark 3) | 1064 | 90.2 | 87.4 | 87.3 | 278.66 | 27646 | 30969 | -999
247 | JOSE CABRERA-1 | Spain | 2 | WH 1LP | 141 | 78.9 | 72.2 | 69.6 | 34.63 | 23552 | 25033 | 38837
248 | SANTA MARIA DE GARONA | Spain | 1 | BWR-3 | 446 | 81.6 | 77.9 | 77.5 | 126.98 | 24351 | 25994 | 42949
249 | TRILLO-1 | Spain | 2 | PWR 3 loops | 1003 | 88.7 | 87.3 | 86.9 | 247.17 | 29084 | 32286 | -999
250 | VANDELLOS-1 | Spain | 6 |  | 480 | 86 | 72.3 | 70.4 | 53.63 | 25010 | 26425 | 33085
251 | VANDELLOS-2 | Spain | 2 | WH 3LP | 1045 | 84.6 | 82.3 | 82.2 | 240 | 29584 | 32123 | -999
252 | KOEBERG-1 | South Africa | 2 | CP1 | 930 | 78.3 | 74 | 72.2 | 211.94 | 27942 | 30776 | -999
253 | KOEBERG-2 | South Africa | 2 | CP1 | 930 | 79.3 | 73.5 | 72.5 | 205.57 | 27942 | 31253 | -999
254 | KRSKO | Slovenia | 2 | WH 2LP | 688 | 87.8 | 86.4 | 85.9 | 189.3 | 27483 | 29861 | -999
255 | BOHUNICE A1 | Slovak Republic | 9 | KS 150 | 93 | 52.4 | 32.7 | 26.2 | 0.92 | 26658 | 28178 | -999
256 | BOHUNICE-1 | Slovak Republic | 2 | VVER V-230 | 408 | 79.2 | 73.1 | 72 | 71.57 | 26413 | 28841 | 39082
257 | BOHUNICE-2 | Slovak Republic | 2 | VVER V-230 | 408 | 80.8 | 75.9 | 74.9 | 76.96 | 26413 | 29306 | 39813
258 | BOHUNICE-3 | Slovak Republic | 2 | VVER V-213 | 466 | 85.5 | 81.4 | 79.9 | 109.13 | 28095 | 30914 | -999
259 | BOHUNICE-4 | Slovak Republic | 2 | VVER V-213 | 466 | 86.4 | 82.4 | 81.1 | 108.11 | 28095 | 31268 | -999
260 | MOCHOVCE-1 | Slovak Republic | 2 | VVER V-213 | 436 | 89.4 | 86.9 | 86 | 70.94 | 30602 | 35980 | -999
261 | MOCHOVCE-2 | Slovak Republic | 2 | VVER V-213 | 469 | 89.2 | 87.1 | 85.1 | 65.95 | 30602 | 36514 | -999
262 | MOCHOVCE-3 | Slovak Republic | 2 | VVER V-213 | 440 |  |  |  |  | 31804 | -999 | -999
263 | MOCHOVCE-4 | Slovak Republic | 2 | VVER V-213 | 440 |  |  |  |  | 31804 | -999 | -999
264 | AKADEMIK LOMONOSOV-1 | Russia | 2 | KLT-40S 'Floating' | 32 | 71.6 | 90.4 | 28.8 | 0.07 | 39187 | 43818 | -999
265 | AKADEMIK LOMONOSOV-2 | Russia | 2 | KLT-40S 'Floating' | 32 | 38.3 | 77.4 | 16 | 0.05 | 39187 | 43818 | -999
266 | APS-1 OBNINSK | Russia | 8 | AM-1 | 5 |  |  |  |  | 18629 | 19902 | 37375
267 | BALAKOVO-1 | Russia | 2 | VVER V-320 | 950 | 76.3 | 74.2 | 73.6 | 213.73 | 29556 | 31409 | -999
268 | BALAKOVO-2 | Russia | 2 | VVER V-320 | 950 | 77.8 | 73.6 | 74.3 | 205.16 | 29799 | 32058 | -999
269 | BALAKOVO-3 | Russia | 2 | VVER V-320 | 950 | 80.4 | 76.2 | 76.6 | 203.59 | 30256 | 32502 | -999
270 | BALAKOVO-4 | Russia | 2 | VVER V-320 | 950 | 85 | 80.5 | 82.1 | 188.32 | 30773 | 34070 | -999
271 | BALTIC-1 | Russia | 2 | VVER V-491 | 1109 |  |  |  |  | 40961 | -999 | -999
272 | BELOYARSK-1 | Russia | 8 | AMB-100 | 102 |  |  |  |  | 23529 | 23493 | 30317
273 | BELOYARSK-2 | Russia | 8 | AMB-200 | 146 |  |  |  | 22.01 | 22647 | 24835 | 32874
274 | BELOYARSK-3 | Russia | 4 | BN-600 | 560 | 78.8 | 75.7 | 76.2 | 149.13 | 25204 | 29319 | -999
275 | BELOYARSK-4 | Russia | 4 | BN-800 | 820 | 74.5 | 71.3 | 71.4 | 23.91 | 38916 | 42348 | -999
276 | BILIBINO-1 | Russia | 8 | EGP-6 | 11 | 75 | 67.4 | 51.3 | 2.09 | 25569 | 27041 | 43479
277 | BILIBINO-2 | Russia | 8 | EGP-6 | 11 | 79.4 | 72.7 | 52.3 | 2.25 | 25569 | 27393 | -999
278 | BILIBINO-3 | Russia | 8 | EGP-6 | 11 | 80.3 | 73 | 54.5 | 2.29 | 25569 | 27750 | -999
279 | BILIBINO-4 | Russia | 8 | EGP-6 | 11 | 78 | 71.6 | 52.7 | 2.13 | 25569 | 28121 | -999
280 | KALININ-1 | Russia | 2 | VVER V-338 | 950 | 76.8 | 74.1 | 75.9 | 227.89 | 28157 | 30811 | -999
281 | KALININ-2 | Russia | 2 | VVER V-338 | 950 | 82.6 | 77.1 | 79.8 | 225.52 | 29983 | 31749 | -999
282 | KALININ-3 | Russia | 2 | VVER V-320 | 950 | 84.9 | 84.3 | 85.9 | 111.47 | 31321 | 38337 | -999
283 | KALININ-4 | Russia | 2 | VVER V-320 | 950 | 87.8 | 87.3 | 89.9 | 65.22 | 31625 | 40871 | -999
284 | KOLA-1 | Russia | 2 | VVER V-230 | 411 | 79.2 | 71.9 | 64 | 109.28 | 25689 | 26844 | -999
285 | KOLA-2 | Russia | 2 | VVER V-230 | 411 | 76.8 | 72.8 | 64.2 | 106.18 | 25689 | 27372 | -999
286 | KOLA-3 | Russia | 2 | VVER V-213 | 411 | 82.3 | 76.4 | 70 | 98.49 | 28216 | 29669 | -999
287 | KOLA-4 | Russia | 2 | VVER V-213 | 411 | 82.7 | 76.5 | 72.1 | 93.76 | 27973 | 30966 | -999
288 | KURSK 2-1 | Russia | 2 | VVER V-510K | 1175 |  |  |  |  | 43219 | -999 | -999
289 | KURSK 2-2 | Russia | 2 | VVER V-510K | 1175 |  |  |  |  | 43570 | -999 | -999
290 | KURSK-1 | Russia | 8 | RBMK-1000 | 925 | 72.1 | 63.8 | 63.8 | 225.41 | 26451 | 28113 | -999
291 | KURSK-2 | Russia | 8 | RBMK-1000 | 925 | 74.4 | 64 | 64.3 | 217.35 | 26665 | 28883 | -999
292 | KURSK-3 | Russia | 8 | RBMK-1000 | 925 | 77.7 | 74 | 74.1 | 222.98 | 28581 | 30606 | -999
293 | KURSK-4 | Russia | 8 | RBMK-1000 | 925 | 80.6 | 77.5 | 78.2 | 222.19 | 29707 | 31383 | -999
294 | LENINGRAD 2-1 | Russia | 2 | VVER V-491 | 1101 | 74 | 74.3 | 71.7 | 17.01 | 39746 | 43168 | -999
295 | LENINGRAD 2-2 | Russia | 2 | VVER V-491 | 1066 |  |  |  | 0.66 | 40283 | 44126 | -999
296 | LENINGRAD-1 | Russia | 8 | RBMK-1000 | 925 | 73.1 | 67.9 | 67.5 | 244.06 | 25628 | 27019 | 43456
297 | LENINGRAD-2 | Russia | 8 | RBMK-1000 | 925 | 75.6 | 70.1 | 69.8 | 255.71 | 25720 | 27586 | 44145
298 | LENINGRAD-3 | Russia | 8 | RBMK-1000 | 925 | 76.3 | 73.4 | 72.4 | 240.64 | 26999 | 29196 | -999
299 | LENINGRAD-4 | Russia | 8 | RBMK-1000 | 925 | 77.5 | 74.9 | 74 | 231.73 | 27426 | 29626 | -999
300 | NOVOVORONEZH 2-1 | Russia | 2 | VVER V-392M | 1100 | 81 | 75.7 | 73.9 | 29.03 | 39623 | 42587 | -999
301 | NOVOVORONEZH 2-2 | Russia | 2 | VVER V-392M | 1101 | 84.5 | 82.1 | 79.3 | 11.16 | 40006 | 43586 | -999
302 | NOVOVORONEZH-1 | Russia | 2 | VVER V-210 | 197 |  |  |  |  | 21002 | 23650 | 32189
303 | NOVOVORONEZH-2 | Russia | 2 | VVER V-365 | 336 |  |  |  | 49.91 | 23529 | 25564 | 33114
304 | NOVOVORONEZH-3 | Russia | 2 | VVER V-179 | 385 | 80.3 | 72.6 | 72.1 | 109.26 | 24654 | 26294 | 42729
305 | NOVOVORONEZH-4 | Russia | 2 | VVER V-179 | 385 | 82.7 | 78 | 77.8 | 126.12 | 24654 | 26661 | -999
306 | NOVOVORONEZH-5 | Russia | 2 | VVER V-187 | 950 | 73.5 | 66.5 | 66.3 | 214.58 | 27089 | 29372 | -999
307 | ROSTOV-1 | Russia | 2 | VVER V-320 | 950 | 88.7 | 88 | 91.3 | 148.5 | 29830 | 36980 | -999
308 | ROSTOV-2 | Russia | 2 | VVER V-320 | 950 | 89.9 | 89.3 | 92.2 | 81.02 | 30437 | 40255 | -999
309 | ROSTOV-3 | Russia | 2 | VVER V-320 | 950 | 86.2 | 84 | 85.6 | 40.39 | 40071 | 42000 | -999
310 | ROSTOV-4 | Russia | 2 | VVER V-320 | 979 | 93.8 | 91.9 | 91.7 | 21.11 | 40345 | 43133 | -999
311 | SMOLENSK-1 | Russia | 8 | RBMK-1000 | 925 | 77.1 | 73.9 | 74.4 | 227.57 | 27668 | 30294 | -999
312 | SMOLENSK-2 | Russia | 8 | RBMK-1000 | 925 | 79.7 | 75.7 | 76.2 | 219.98 | 27912 | 31198 | -999
313 | SMOLENSK-3 | Russia | 8 | RBMK-1000 | 925 | 81.3 | 78.9 | 80.1 | 199.18 | 30803 | 32890 | -999
314 | CERNAVODA-1 | Romania | 3 | CANDU 6 | 650 | 91 | 89.6 | 90 | 124.53 | 30406 | 35257 | -999
315 | CERNAVODA-2 | Romania | 3 | CANDU 6 | 650 | 95.5 | 94.1 | 94.2 | 71.38 | 30498 | 39301 | -999
316 | CHASNUPP-1 | Pakistan | 2 | CNP-300 | 300 | 79.7 | 77.6 | 76.7 | 41.14 | 34182 | 36690 | -999
317 | CHASNUPP-2 | Pakistan | 2 | CNP-300 | 300 | 86.7 | 85 | 85 | 21.69 | 38714 | 40616 | -999
318 | CHASNUPP-3 | Pakistan | 2 | CNP-300 | 315 | 88.2 | 87.3 | 85.2 | 9.73 | 40691 | 42658 | -999
319 | CHASNUPP-4 | Pakistan | 2 | CNP-300 | 313 | 86.3 | 89.8 | 83.5 | 7.7 | 40895 | 42911 | -999
320 | KANUPP-1 | Pakistan | 3 | CANDU-137 MW | 90 | 55.7 | 31.8 | 29.5 | 14.79 | 24320 | 26224 | 44409
321 | KANUPP-2 | Pakistan | 2 | ACP-1000 | 1014 |  |  |  |  | 42236 | 44273 | -999
322 | KANUPP-3 | Pakistan | 2 | ACP-1000 | 1014 |  |  |  |  | 42521 | -999 | -999
323 | BORSSELE | Nertherlands | 2 | KWU 2LP | 482 | 86.1 | 84.8 | 84.2 | 159.91 | 25385 | 26849 | -999
324 | DODEWAARD | Nertherlands | 1 | GE design | 55 | 86 | 85.1 | 82 | 10.93 | 23863 | 25129 | 35515
325 | LAGUNA VERDE-1 | Mexico | 1 | BWR-5 | 777 | 83.5 | 80 | 77.9 | 141.12 | 28034 | 32611 | -999
326 | LAGUNA VERDE-2 | Mexico | 1 | BWR-5 | 775 | 86.5 | 83.1 | 81.2 | 126.63 | 28277 | 34649 | -999
327 | IGNALINA-1 | Lithuania | 8 | RBMK-1500 | 1185 | 68.5 | 59 | 53.9 | 86.39 | 28246 | 30681 | 38352
328 | IGNALINA-2 | Lithuania | 8 | RBMK-1500 | 1185 | 76 | 65.9 | 64.4 | 155.19 | 28491 | 32009 | 40178
329 | HANBIT-1 | South Korea | 2 | WH F | 995 | 85.4 | 84.6 | 86.3 | 242.16 | 29741 | 31476 | -999
330 | HANBIT-2 | South Korea | 2 | WH F | 988 | 83.9 | 83 | 84.4 | 232.4 | 29921 | 31727 | -999
331 | HANBIT-3 | South Korea | 2 | OPR-1000 | 986 | 78.3 | 77.6 | 78.8 | 175.13 | 32865 | 34637 | -999
332 | HANBIT-4 | South Korea | 2 | OPR-1000 | 970 | 76.4 | 75.7 | 77 | 165.87 | 33019 | 34898 | -999
333 | HANBIT-5 | South Korea | 2 | OPR-1000 | 992 | 84.8 | 84 | 84.8 | 137.7 | 35610 | 37244 | -999
334 | HANBIT-6 | South Korea | 2 | OPR-1000 | 993 | 87.4 | 86.7 | 87 | 137.21 | 35754 | 37515 | -999
335 | HANUL-1 | South Korea | 2 | France CPI | 966 | 85.8 | 85.3 | 85.5 | 227.72 | 30342 | 32240 | -999
336 | HANUL-2 | South Korea | 2 | France CPI | 967 | 87.7 | 86.8 | 87.7 | 225.46 | 30502 | 32612 | -999
337 | HANUL-3 | South Korea | 2 | OPR-1000 | 997 | 86.5 | 85.8 | 85.8 | 169.2 | 34171 | 35801 | -999
338 | HANUL-4 | South Korea | 2 | OPR-1000 | 999 | 82 | 80.8 | 81.7 | 155.55 | 34274 | 36157 | -999
339 | HANUL-5 | South Korea | 2 | OPR-1000 | 998 | 89.5 | 89.3 | 89.2 | 128.85 | 36434 | 37973 | -999
340 | HANUL-6 | South Korea | 2 | OPR-1000 | 997 | 88.8 | 88.3 | 88.4 | 122.15 | 36798 | 38359 | -999
341 | KORI-1 | South Korea | 2 | WH 60 | 576 | 79.5 | 78.8 | 76 | 148.55 | 26512 | 28302 | 42904
342 | KORI-2 | South Korea | 2 | WH F | 640 | 85 | 84.1 | 85.4 | 174.62 | 28482 | 30428 | -999
343 | KORI-3 | South Korea | 2 | WH F | 1011 | 83.4 | 82.8 | 84.6 | 247.85 | 29129 | 31069 | -999
344 | KORI-4 | South Korea | 2 | WH F | 1012 | 84.8 | 84.2 | 86.2 | 248.56 | 29312 | 31412 | -999
345 | SHIN-HANUL-1 | South Korea | 2 | APR-1400 | 1340 |  |  |  |  | 41100 | -999 | -999
346 | SHIN-HANUL-2 | South Korea | 2 | APR-1400 | 1340 |  |  |  |  | 41444 | -999 | -999
347 | SHIN-KORI-1 | South Korea | 2 | OPR-1000 | 996 | 73.1 | 73.8 | 72.5 | 63.92 | 38884 | 40394 | -999
348 | SHIN-KORI-2 | South Korea | 2 | OPR-1000 | 996 | 82.6 | 81.7 | 81.5 | 61.8 | 39238 | 40936 | -999
349 | SHIN-KORI-3 | South Korea | 2 | APR-1400 | 1416 | 77 | 76.3 | 76.4 | 40.77 | 39737 | 42384 | -999
350 | SHIN-KORI-4 | South Korea | 2 | APR-1400 | 1418 | 82.9 | 82.5 | 82.6 | 15.65 | 40044 | 43577 | -999
351 | SHIN-KORI-5 | South Korea | 2 | APR-1400 | 1340 |  |  |  |  | 42826 | -999 | -999
352 | SHIN-KORI-6 | South Korea | 2 | APR-1400 | 1340 |  |  |  |  | 43363 | -999 | -999
353 | SHIN-WOLSONG-1 | South Korea | 2 | OPR-1000 | 997 | 83.3 | 82.5 | 82.5 | 62.19 | 39406 | 40935 | -999
354 | SHIN-WOLSONG-2 | South Korea | 2 | OPR-1000 | 993 | 83.1 | 82.6 | 82.8 | 40.61 | 39714 | 42061 | -999
355 | WOLSONG-1 | South Korea | 3 | CANDU 6 | 661 | 68.7 | 73.1 | 68.5 | 140.27 | 28428 | 30316 | 43823
356 | WOLSONG-2 | South Korea | 3 | CANDU 6 | 596 | 89.5 | 89.4 | 91.3 | 125.3 | 33872 | 35521 | -999
357 | WOLSONG-3 | South Korea | 3 | CANDU 6 | 627 | 85.2 | 85.3 | 86.8 | 115.87 | 34410 | 35879 | -999
358 | WOLSONG-4 | South Korea | 3 | CANDU 6 | 600 | 90.8 | 90.6 | 92.4 | 116.71 | 34537 | 36301 | -999
359 | AKTAU | Kazakhstan | 4 | BN-350 | 52 |  |  |  | 1.85 | 23651 | 26861 | 36272
360 | FUGEN ATR | Japan | 10 | ATR | 148 | 63.7 | 61.9 | 61.9 | 8.45 | 26429 | 28700 | 37709
361 | FUKUSHIMA-DAIICHI-1 | Japan | 1 | BWR-3 | 439 | 56.1 | 54 | 53.3 | 82.35 | 24678 | 25889 | 40682
362 | FUKUSHIMA-DAIICHI-2 | Japan | 1 | BWR-4 | 760 | 64.3 | 61.5 | 60.8 | 148.15 | 25363 | 27022 | 40682
363 | FUKUSHIMA-DAIICHI-3 | Japan | 1 | BWR-4 | 760 | 67.6 | 65.6 | 65.3 | 155.94 | 25930 | 27328 | 40682
364 | FUKUSHIMA-DAIICHI-4 | Japan | 1 | BWR-4 | 760 | 71.9 | 70.3 | 70 | 154.3 | 27010 | 28545 | 40682
365 | FUKUSHIMA-DAIICHI-5 | Japan | 1 | BWR-4 | 760 | 67.5 | 65.8 | 65.5 | 156.43 | 26441 | 28390 | 41625
366 | FUKUSHIMA-DAIICHI-6 | Japan | 1 | BWR-5 | 1067 | 65.3 | 64.4 | 64.2 | 206.65 | 26963 | 28979 | 41625
367 | FUKUSHIMA-DAINI-1 | Japan | 1 | BWR-5 | 1067 | 59.4 | 58.8 | 58.3 | 205.65 | 27835 | 29798 | 43738
368 | FUKUSHIMA-DAINI-2 | Japan | 1 | BWR-5 | 1067 | 57.2 | 56.9 | 56.6 | 190.64 | 29000 | 30520 | 43738
369 | FUKUSHIMA-DAINI-3 | Japan | 1 | BWR-5 | 1067 | 51.2 | 50.8 | 50.3 | 163.05 | 29668 | 31030 | 43738
370 | FUKUSHIMA-DAINI-4 | Japan | 1 | BWR-5 | 1067 | 53.8 | 53.4 | 52.9 | 161.36 | 29734 | 31763 | 43738
371 | GENKAI-1 | Japan | 2 | M (2-loop) | 529 | 69 | 67.8 | 68.4 | 127.67 | 26191 | 27439 | 42121
372 | GENKAI-2 | Japan | 2 | M (2-loop) | 529 | 64.2 | 63.7 | 64.5 | 118.19 | 28157 | 29375 | 43564
373 | GENKAI-3 | Japan | 2 | M (4-loop) | 1127 | 62.2 | 62 | 62.9 | 172.86 | 32295 | 34135 | -999
374 | GENKAI-4 | Japan | 2 | M (4-loop) | 1127 | 62.8 | 62.6 | 63.5 | 148.91 | 33800 | 35381 | -999
375 | HAMAOKA-1 | Japan | 1 | BWR-4 | 516 | 50.1 | 48.2 | 47.9 | 73.63 | 26094 | 27254 | 39843
376 | HAMAOKA-2 | Japan | 1 | BWR-4 | 814 | 60.8 | 59.5 | 59.6 | 129.57 | 27194 | 28614 | 39843
377 | HAMAOKA-3 | Japan | 1 | BWR-5 | 1056 | 55.1 | 54.7 | 54.4 | 171.1 | 30424 | 31797 | -999
378 | HAMAOKA-4 | Japan | 1 | BWR-5 | 1092 | 52 | 51.7 | 51.6 | 130.35 | 32794 | 33996 | -999
379 | HAMAOKA-5 | Japan | 1 | ABWR | 1325 | 18.9 | 18.4 | 18.8 | 38.95 | 36719 | 38107 | -999
380 | HIGASHI DORI-1 (TOHOKU) | Japan | 1 | BWR-5 | 1067 | 28.3 | 28.3 | 28 | 41.9 | 36837 | 38420 | -999
381 | IKATA-1 | Japan | 2 | M (2-loop) | 538 | 69.9 | 69 | 69 | 125.68 | 26908 | 28173 | 42500
382 | IKATA-2 | Japan | 2 | M (2-loop) | 538 | 68.4 | 67.8 | 67.9 | 115.87 | 28703 | 29817 | 43243
383 | IKATA-3 | Japan | 2 | M (3-loop) | 846 | 63.3 | 66.3 | 65.1 | 125.61 | 33147 | 34422 | -999
384 | JPDR | Japan | 1 | BWR-1 | 12 |  |  |  | 0.01 | 22251 | 23310 | 27837
385 | KASHIWAZAKI KARIWA-1 | Japan | 1 | BWR-5 | 1067 | 48.6 | 48.3 | 47.8 | 160.13 | 29377 | 31091 | -999
386 | KASHIWAZAKI KARIWA-2 | Japan | 1 | BWR-5 | 1067 | 41.8 | 41.6 | 41.2 | 120.88 | 31369 | 32912 | -999
387 | KASHIWAZAKI KARIWA-3 | Japan | 1 | BWR-5 | 1067 | 38.5 | 38.4 | 38.1 | 100.28 | 32574 | 33946 | -999
388 | KASHIWAZAKI KARIWA-4 | Japan | 1 | BWR-5 | 1067 | 36.7 | 36.6 | 36.3 | 91.85 | 32937 | 34324 | -999
389 | KASHIWAZAKI KARIWA-5 | Japan | 1 | BWR-5 | 1067 | 47.5 | 47.3 | 46.9 | 136.97 | 31218 | 32763 | -999
390 | KASHIWAZAKI KARIWA-6 | Japan | 1 | ABWR | 1315 | 46.2 | 46.1 | 46.6 | 133.58 | 33911 | 35093 | -999
391 | KASHIWAZAKI KARIWA-7 | Japan | 1 | ABWR | 1315 | 42.3 | 41.7 | 42.1 | 116.41 | 34151 | 35416 | -999
392 | MIHAMA-1 | Japan | 2 | WH 2LP | 320 | 50.2 | 47.5 | 48.3 | 60.12 | 24504 | 25788 | 42121
393 | MIHAMA-2 | Japan | 2 | M (2-loop) | 470 | 58.6 | 57.6 | 57.7 | 101.6 | 24987 | 26410 | 42121
394 | MIHAMA-3 | Japan | 2 | M (3-loop) | 780 | 56.2 | 55.4 | 56 | 168.85 | 26518 | 27809 | -999
395 | MONJU | Japan | 4 |  | 246 |  |  |  |  | 31542 | 34940 | 43074
396 | OHI-1 | Japan | 2 | WH 4LP | 1120 | 56 | 55.3 | 55.8 | 213.32 | 26598 | 28482 | 43160
397 | OHI-2 | Japan | 2 | WH 4LP | 1120 | 61.5 | 61 | 61.7 | 231.7 | 26641 | 28774 | 43160
398 | OHI-3 | Japan | 2 | M (4-loop) | 1127 | 65.4 | 65.1 | 66 | 189.44 | 32053 | 33396 | -999
399 | OHI-4 | Japan | 2 | M (4-loop) | 1127 | 68.8 | 68.6 | 69.7 | 192.16 | 32307 | 33774 | -999
400 | OHMA | Japan | 1 | ABWR | 1328 |  |  |  |  | 40244 | -999 | -999
401 | ONAGAWA-1 | Japan | 1 | BWR-4 | 498 | 52.6 | 52 | 52.2 | 81.76 | 29410 | 30638 | 43455
402 | ONAGAWA-2 | Japan | 1 | BWR-5 | 796 | 45 | 44.8 | 44.9 | 81.16 | 33340 | 34691 | -999
403 | ONAGAWA-3 | Japan | 1 | BWR-5 | 796 | 32.6 | 32.3 | 33.3 | 43.74 | 35818 | 37041 | -999
404 | SENDAI-1 | Japan | 2 | M (3-loop) | 846 | 71.7 | 71.2 | 73.2 | 204.29 | 29204 | 30575 | -999
405 | SENDAI-2 | Japan | 2 | M (3-loop) | 846 | 72.7 | 72.3 | 74 | 191.24 | 29871 | 31142 | -999
406 | SHIKA-1 | Japan | 1 | BWR-5 | 505 | 45.6 | 45.7 | 45.6 | 56.33 | 32690 | 33981 | -999
407 | SHIKA-2 | Japan | 1 | ABWR | 1108 | 17.7 | 17.4 | 18 | 29.3 | 37123 | 38537 | -999
408 | SHIMANE-1 | Japan | 1 | BWR-3 | 439 | 64.7 | 63.9 | 64.1 | 101.88 | 25751 | 27000 | 42124
409 | SHIMANE-2 | Japan | 1 | BWR-5 | 789 | 58.1 | 57.8 | 57.8 | 129.18 | 31080 | 32335 | -999
410 | SHIMANE-3 | Japan | 1 | ABWR | 1325 |  |  |  |  | 39014 | -999 | -999
411 | TAKAHAMA-1 | Japan | 2 | M (3-loop) | 780 | 55.4 | 54.5 | 55.3 | 174.31 | 25683 | 27115 | -999
412 | TAKAHAMA-2 | Japan | 2 | M (3-loop) | 780 | 56.1 | 54.9 | 56 | 172.66 | 26001 | 27411 | -999
413 | TAKAHAMA-3 | Japan | 2 | M (3-loop) | 830 | 69 | 70.8 | 70.7 | 185.13 | 29567 | 30811 | -999
414 | TAKAHAMA-4 | Japan | 2 | M (3-loop) | 830 | 69.5 | 72.1 | 71.1 | 184.1 | 29664 | 30987 | -999
415 | TOKAI-1 | Japan | 6 | MAGNOX | 137 | 78.6 | 75.7 | 70.8 | 28.19 | 22341 | 24056 | 35885
416 | TOKAI-2 | Japan | 1 | BWR-5 | 1060 | 56.4 | 55.7 | 56 | 221.61 | 26940 | 28562 | -999
417 | TOMARI-1 | Japan | 2 | M (2-loop) | 550 | 59.1 | 58.8 | 59.4 | 90.97 | 31155 | 32483 | -999
418 | TOMARI-2 | Japan | 2 | M (2-loop) | 550 | 57.2 | 56.9 | 57.8 | 83.57 | 31211 | 33112 | -999
419 | TOMARI-3 | Japan | 2 | M (3-loop) | 866 | 19.8 | 19.7 | 20.6 | 19.62 | 38309 | 39892 | -999
420 | TSURUGA-1 | Japan | 1 | BWR-2 | 340 | 62.4 | 60.8 | 60.4 | 80.05 | 24435 | 25523 | 42121
421 | TSURUGA-2 | Japan | 2 | M (4-loop) | 1108 | 55.8 | 55.6 | 55.8 | 185.89 | 30261 | 31582 | -999
422 | CAORSO | Italy | 1 | BWR-4 (Mark 2) | 860 | 43.5 | 37.9 | 36.7 | 27.73 | 25569 | 28633 | 33055
423 | ENRICO FERMI | Italy | 2 | WH 4LP | 260 | 50 | 45.4 | 45.3 | 24.31 | 22463 | 23672 | 33055
424 | GARIGLIANO | Italy | 1 | BWR-1 | 150 | 44.8 | 40.1 | 39 | 12.25 | 21855 | 23377 | 30011
425 | LATINA | Italy | 6 | MAGNOX | 153 | 71.7 | 71.1 | 70.3 | 25.49 | 21490 | 23143 | 32112
426 | BUSHEHR-1 | Iran, Islamic Republic of | 2 | VVER V-446 | 915 | 70.3 | 71.7 | 67.2 | 42.71 | 27515 | 40789 | -999
427 | BUSHEHR-2 | Iran, Islamic Republic of | 2 | VVER-1000 | 974 |  |  |  |  | 43735 | -999 | -999
428 | KAIGA-1 | India | 3 | Horizontal Pressure Tube type | 202 | 91.3 | 77.2 | 76.5 | 27.17 | 32752 | 36811 | -999
429 | KAIGA-2 | India | 3 | Horizontal Pressure Tube type | 202 | 89.8 | 76.2 | 75.7 | 27.77 | 32843 | 36496 | -999
430 | KAIGA-3 | India | 3 | Horizontal Pressure Tube type | 202 | 81.1 | 70.8 | 70.5 | 17.08 | 37345 | 39183 | -999
431 | KAIGA-4 | India | 3 | Horizontal Pressure Tube type | 202 | 90.8 | 84.8 | 87.7 | 15.42 | 37386 | 40562 | -999
432 | KAKRAPAR-1 | India | 3 | Horizontal Pressure Tube type | 202 | 65.6 | 61.1 | 58.5 | 27.95 | 31017 | 33962 | -999
433 | KAKRAPAR-2 | India | 3 | Horizontal Pressure Tube type | 202 | 78.6 | 69.8 | 67 | 30.02 | 31138 | 34762 | -999
434 | KAKRAPAR-3 | India | 3 | PHWR-700 | 630 |  |  |  |  | 40504 | 44206 | -999
435 | KAKRAPAR-4 | India | 3 | PHWR-700 | 630 |  |  |  |  | 40504 | -999 | -999
436 | KUDANKULAM-1 | India | 2 | VVER V-412 | 932 | 59.8 | 53.6 | 53.4 | 28.66 | 37346 | 41569 | -999
437 | KUDANKULAM-2 | India | 2 | VVER V-412 | 932 | 66.3 | 52.6 | 52.3 | 18.12 | 37441 | 42611 | -999
438 | KUDANKULAM-3 | India | 2 | VVER V-412 | 917 |  |  |  |  | 42915 | -999 | -999
439 | KUDANKULAM-4 | India | 2 | VVER V-412 | 917 |  |  |  |  | 43031 | -999 | -999
440 | MADRAS-1 | India | 3 | Horizontal Pressure Tube type | 205 | 63.8 | 52.8 | 49.6 | 31.49 | 25934 | 30520 | -999
441 | MADRAS-2 | India | 3 | Horizontal Pressure Tube type | 205 | 75.9 | 62.8 | 60.4 | 35.5 | 26573 | 31310 | -999
442 | MADRAS-3 | India | 3 | Horizontal Pressure Tube type | 202 | 73.6 | 62.5 | 60.1 | 32.11 | 28095 | 32718 | -999
443 | MADRAS-4 | India | 3 | Horizontal Pressure Tube type | 202 | 75.1 | 64.7 | 63.4 | 31.92 | 28430 | 33608 | -999
444 | PFBR | India | 4 | Prototype | 470 |  |  |  |  | 38283 | -999 | -999
445 | RAJASTHAN-1 | India | 3 | Horizontal Pressure Tube type | 90 | 21.5 | 20.2 | 17.4 | 10.14 | 23955 | 26633 | -999
446 | RAJASTHAN-2 | India | 3 | Horizontal Pressure Tube type | 187 | 66.3 | 59.2 | 56.4 | 35.65 | 25294 | 29526 | -999
447 | RAJASTHAN-3 | India | 3 | Horizontal Pressure Tube type | 202 | 90.8 | 80.7 | 77.6 | 28.63 | 32905 | 36595 | -999
448 | RAJASTHAN-4 | India | 3 | Horizontal Pressure Tube type | 202 | 90.8 | 82.1 | 80.3 | 28.8 | 33147 | 36847 | -999
449 | RAJASTHAN-5 | India | 3 | Horizontal Pressure Tube type | 202 | 91.8 | 91.7 | 93.4 | 18.05 | 37517 | 40169 | -999
450 | RAJASTHAN-6 | India | 3 | Horizontal Pressure Tube type | 202 | 81.2 | 79.8 | 80.4 | 15.3 | 37641 | 40265 | -999
451 | RAJASTHAN-7 | India | 3 | Horizontal Pressure Tube type | 630 |  |  |  |  | 40742 | -999 | -999
452 | RAJASTHAN-8 | India | 3 | Horizontal Pressure Tube type | 630 |  |  |  |  | 40816 | -999 | -999
453 | TARAPUR-1 | India | 1 | BWR-1 (Mark 2) | 150 | 74 | 66.3 | 62.1 | 45.39 | 23651 | 25294 | -999
454 | TARAPUR-2 | India | 1 | BWR-1 (Mark 2) | 150 | 74.6 | 67 | 63.7 | 46.97 | 23651 | 25328 | -999
455 | TARAPUR-3 | India | 3 | Horizontal Pressure Tube type | 490 | 88.4 | 78.4 | 77.1 | 47.64 | 36658 | 38883 | -999
456 | TARAPUR-4 | India | 3 | Horizontal Pressure Tube type | 490 | 84.9 | 71.5 | 70.1 | 46.23 | 36593 | 38507 | -999
457 | PAKS-1 | Hungary | 2 | VVER V-213 | 479 | 87.9 | 86.8 | 87.7 | 127.89 | 27242 | 30313 | -999
458 | PAKS-2 | Hungary | 2 | VVER V-213 | 477 | 83.7 | 82.8 | 83.7 | 118.29 | 27242 | 30931 | -999
459 | PAKS-3 | Hungary | 2 | VVER V-213 | 473 | 88.1 | 87.1 | 88 | 116.97 | 29129 | 31683 | -999
460 | PAKS-4 | Hungary | 2 | VVER V-213 | 473 | 89.4 | 88.3 | 89.4 | 116.98 | 29129 | 32005 | -999
461 | AVR JUELICH | Germany | 5 | Pebble bed reactor prototype | 13 | 65.9 | 62.8 | 62 | 1.51 | 22494 | 24823 | 32508
462 | BIBLIS-A | Germany | 2 | PWR | 1167 | 68.7 | 68.3 | 63.1 | 232.78 | 25569 | 27266 | 40761
463 | BIBLIS-B | Germany | 2 | PWR | 1240 | 74.5 | 72.5 | 66 | 247.35 | 26330 | 27875 | 40761
464 | BROKDORF | Germany | 2 | PWR | 1410 | 89.4 | 88.4 | 86.1 | 352.91 | 27760 | 31699 | 44561
465 | BRUNSBUETTEL | Germany | 1 | BWR-69 | 771 | 57.9 | 54.7 | 51.1 | 120.37 | 25673 | 27954 | 40761
466 | EMSLAND | Germany | 2 | Konvoi | 1335 | 93.6 | 93.3 | 93 | 349.99 | 30173 | 32252 | -999
467 | GRAFENRHEINFELD | Germany | 2 | PWR | 1275 | 88.7 | 87.4 | 85.7 | 315.58 | 27395 | 29950 | 42182
468 | GREIFSWALD-1 | Germany | 2 | VVER V-230 | 408 |  |  |  | 35.45 | 25628 | 27015 | 32918
469 | GREIFSWALD-2 | Germany | 2 | VVER V-230 | 408 |  |  |  | 36.57 | 25628 | 27386 | 32918
470 | GREIFSWALD-3 | Germany | 2 | VVER V-230 | 408 |  |  |  | 33.27 | 26390 | 28422 | 32932
471 | GREIFSWALD-4 | Germany | 2 | VVER V-230 | 408 |  |  |  | 28.92 | 26390 | 29101 | 33076
472 | GREIFSWALD-5 | Germany | 2 | VVER V-213 | 408 |  |  |  |  | 28095 | 32622 | 32836
473 | GROHNDE | Germany | 2 | PWR | 1360 | 91.6 | 90.3 | 88.4 | 376.35 | 27912 | 30930 | 44561
474 | GUNDREMMINGEN-A | Germany | 1 |  | 237 | 81.2 | 80.1 | 80.6 | 13.79 | 22992 | 24442 | 28138
475 | GUNDREMMINGEN-B | Germany | 1 | BWR-72 | 1284 | 90.4 | 88.1 | 83.9 | 314.49 | 27961 | 30757 | 43100
476 | GUNDREMMINGEN-C | Germany | 1 | BWR-72 | 1288 | 89 | 86.9 | 82.5 | 333.8 | 27961 | 30988 | 44561
477 | HDR GROSSWELZHEIM | Germany | 1 | Superheated steam reactor | 25 |  |  |  | 0.01 | 23743 | 25490 | 26043
478 | ISAR-1 | Germany | 1 | BWR-69 | 878 | 86 | 83.2 | 78.7 | 198.27 | 26420 | 28462 | 40761
479 | ISAR-2 | Germany | 2 | Konvoi | 1410 | 93.3 | 92.3 | 89.6 | 356.83 | 30209 | 32164 | -999
480 | KNK II | Germany | 4 | Prototype | 17 | 26.8 | 21.1 | 17.1 | 0.32 | 27273 | 28589 | 33473
481 | KRUEMMEL | Germany | 1 | BWR-69 | 1346 | 69.2 | 67.9 | 65.2 | 201.71 | 27124 | 30587 | 40761
482 | LINGEN | Germany | 1 | BWR | 183 | 42.2 | 42.5 | 41.5 | 9.14 | 23651 | 25020 | 28130
483 | MUELHEIM-KAERLICH | Germany | 2 | PWR | 1219 | 76 | 94.7 | 76.4 | 10.29 | 27409 | 31485 | 32395
484 | MZFR | Germany | 3 |  | 52 | 73.3 | 70.8 | 70.6 | 4.79 | 22616 | 24175 | 30805
485 | NECKARWESTHEIM-1 | Germany | 2 | PWR | 785 | 84.7 | 83 | 76.8 | 186.8 | 26330 | 27914 | 40761
486 | NECKARWESTHEIM-2 | Germany | 2 | Konvoi | 1310 | 92.8 | 92.3 | 91.3 | 328.52 | 30264 | 32511 | -999
487 | NIEDERAICHBACH | Germany | 9 | pressure tube reactor | 100 | 9 | 0.5 | 1.1 | 0.02 | 24259 | 26665 | 27241
488 | OBRIGHEIM | Germany | 2 |  | 340 | 83.7 | 82.3 | 81.3 | 86.82 | 23816 | 25140 | 38422
489 | PHILIPPSBURG-1 | Germany | 1 | BWR-69 | 890 | 80.3 | 80.2 | 76.8 | 187.55 | 25842 | 28980 | 40761
490 | PHILIPPSBURG-2 | Germany | 2 | PWR | 1402 | 88.2 | 87.2 | 86 | 357.04 | 28313 | 31033 | 43830
491 | RHEINSBERG | Germany | 2 | VVER-70 | 62 |  |  |  |  | 21916 | 24233 | 33025
492 | STADE | Germany | 2 |  | 640 | 85.3 | 84.3 | 82.7 | 145.9 | 24807 | 26327 | 37969
493 | THTR-300 | Germany | 5 | Pebble bed reactor | 296 | 56 | 41.3 | 41.3 | 2.76 | 26056 | 31367 | 32415
494 | UNTERWESER | Germany | 2 | PWR | 1345 | 83.7 | 82.7 | 79.4 | 289.75 | 26481 | 28762 | 40761
495 | VAK KAHL | Germany | 1 | BWR | 15 | 67.8 | 59.7 | 58.3 | 2.05 | 21367 | 22449 | 31376
496 | WUERGASSEN | Germany | 1 |  | 640 | 71.9 | 66 | 62.2 | 69.68 | 24863 | 26285 | 34572
497 | BELLEVILLE-1 | France | 2 | P4 REP 1300 | 1310 | 77.6 | 75.5 | 70.7 | 267.6 | 29342 | 32064 | -999
498 | BELLEVILLE-2 | France | 2 | P4 REP 1300 | 1310 | 79.3 | 77.1 | 72 | 266.62 | 29434 | 32330 | -999
499 | BLAYAIS-1 | France | 2 | CP1 | 910 | 77.9 | 76.6 | 72.7 | 227.8 | 28126 | 29749 | -999
500 | BLAYAIS-2 | France | 2 | CP1 | 910 | 81 | 80.4 | 77.4 | 236.09 | 28126 | 30149 | -999
501 | BLAYAIS-3 | France | 2 | CP1 | 910 | 79.4 | 78.7 | 76.4 | 227.03 | 28581 | 30545 | -999
502 | BLAYAIS-4 | France | 2 | CP1 | 910 | 80.6 | 78.8 | 75.2 | 224.72 | 28581 | 30452 | -999
503 | BUGEY-1 | France | 6 | UNGG | 540 | 70.1 | 66.8 | 53.2 | 55.33 | 24077 | 26404 | 34481
504 | BUGEY-2 | France | 2 | CP0 | 910 | 73.6 | 71.9 | 68 | 229.1 | 26604 | 28620 | -999
505 | BUGEY-3 | France | 2 | CP0 | 910 | 71.9 | 70.6 | 66.2 | 222.47 | 26908 | 28754 | -999
506 | BUGEY-4 | France | 2 | CP0 | 880 | 76.3 | 74.9 | 70.6 | 228.18 | 27181 | 28922 | -999
507 | BUGEY-5 | France | 2 | CP0 | 880 | 74.5 | 72.9 | 68.3 | 218.28 | 27211 | 29067 | -999
508 | CATTENOM-1 | France | 2 | P4 REP 1300 | 1300 | 76.4 | 73.3 | 69.7 | 269.62 | 29157 | 31729 | -999
509 | CATTENOM-2 | France | 2 | P4 REP 1300 | 1300 | 78.9 | 77 | 72.2 | 272.58 | 29430 | 32037 | -999
510 | CATTENOM-3 | France | 2 | P4 REP 1300 | 1300 | 81.2 | 79.2 | 74.9 | 257.39 | 30117 | 33060 | -999
511 | CATTENOM-4 | France | 2 | P4 REP 1300 | 1300 | 83.4 | 81.3 | 76.3 | 254.33 | 30587 | 33385 | -999
512 | CHINON A-1 | France | 6 | UNGG | 70 |  |  |  | 2.97 | 20852 | 30481 | 26770
513 | CHINON A-2 | France | 6 | UNGG | 180 | 75 | 71 | 71.1 | 24.88 | 21763 | 23797 | 31212
514 | CHINON A-3 | France | 6 | UNGG | 360 | 49.1 | 41.7 | 40.5 | 30.55 | 22341 | 24323 | 33039
515 | CHINON B-1 | France | 2 | CP2 | 905 | 78.3 | 76.4 | 73.1 | 216.97 | 28185 | 30285 | -999
516 | CHINON B-2 | France | 2 | CP2 | 905 | 77.9 | 76.7 | 72.8 | 211.06 | 28185 | 30649 | -999
517 | CHINON B-3 | France | 2 | CP2 | 905 | 79.7 | 78 | 73.7 | 198.99 | 29495 | 31705 | -999
518 | CHINON B-4 | France | 2 | CP2 | 905 | 80.2 | 78.3 | 74.4 | 194.25 | 29618 | 32095 | -999
519 | CHOOZ B-1 | France | 2 | P4 REP 1450 | 1500 | 79.5 | 78 | 75.7 | 216.78 | 30682 | 35307 | -999
520 | CHOOZ B-2 | France | 2 | P4 REP 1450 | 1500 | 79.5 | 77.9 | 75.2 | 213.81 | 31412 | 35530 | -999
521 | CHOOZ-A (ARDENNES) | France | 2 | CHOOZ-A | 305 | 71 | 66.3 | 66.2 | 36.8 | 22647 | 24565 | 33541
522 | CIVAUX-1 | France | 2 | P4 REP 1450 | 1495 | 78.3 | 75.9 | 74.1 | 198.83 | 32431 | 35788 | -999
523 | CIVAUX-2 | France | 2 | P4 REP 1450 | 1495 | 80.9 | 78.4 | 75.4 | 200.95 | 33329 | 36518 | -999
524 | CRUAS-1 | France | 2 | CP2 | 915 | 78 | 76.8 | 71.3 | 208.97 | 28703 | 30435 | -999
525 | CRUAS-2 | France | 2 | CP2 | 915 | 79.9 | 77.3 | 73 | 210.02 | 28809 | 30931 | -999
526 | CRUAS-3 | France | 2 | CP2 | 915 | 78.3 | 77 | 71.5 | 207.97 | 28960 | 30816 | -999
527 | CRUAS-4 | France | 2 | CP2 | 915 | 76.9 | 75.7 | 71.4 | 204.87 | 29129 | 30982 | -999
528 | DAMPIERRE-1 | France | 2 | CP1 | 890 | 78.1 | 76 | 72.1 | 227.6 | 27426 | 29303 | -999
529 | DAMPIERRE-2 | France | 2 | CP1 | 890 | 77.2 | 77 | 71.3 | 222.44 | 27485 | 29565 | -999
530 | DAMPIERRE-3 | France | 2 | CP1 | 890 | 79.5 | 78 | 74.6 | 231.68 | 27638 | 29616 | -999
531 | DAMPIERRE-4 | France | 2 | CP1 | 890 | 77.6 | 75.5 | 71.5 | 218.86 | 27729 | 29816 | -999
532 | EL-4 (MONTS D'ARREE) | France | 9 | MONTS-D'ARREE | 70 | 75.4 | 70.8 | 68.7 | 6.32 | 22828 | 24662 | 31259
533 | FESSENHEIM-1 | France | 2 | CP0 | 880 | 74.1 | 72.2 | 69.5 | 226.73 | 26177 | 28221 | 43883
534 | FESSENHEIM-2 | France | 2 | CP0 | 880 | 72.2 | 70.8 | 67.3 | 220.57 | 26330 | 28405 | 44012
535 | FLAMANVILLE-1 | France | 2 | P4 REP 1300 | 1330 | 72.2 | 69.8 | 65.7 | 264.9 | 29190 | 31385 | -999
536 | FLAMANVILLE-2 | France | 2 | P4 REP 1300 | 1330 | 73.8 | 73.1 | 67.8 | 270.62 | 29342 | 31611 | -999
537 | FLAMANVILLE-3 | France | 2 | EPR | 1630 |  |  |  |  | 39419 | -999 | -999
538 | G-2 (MARCOULE) | France | 6 |  | 39 |  |  |  | 0.85 | 20149 | 21662 | 29253
539 | G-3 (MARCOULE) | France | 6 |  | 40 | 78.8 | 74.6 | 75.1 | 10.5 | 20515 | 22010 | 30853
540 | GOLFECH-1 | France | 2 | P4 REP 1300 | 1310 | 84.4 | 82.4 | 76.1 | 263.83 | 30272 | 33031 | -999
541 | GOLFECH-2 | France | 2 | P4 REP 1300 | 1310 | 85.2 | 83.9 | 76.4 | 238.25 | 30956 | 34138 | -999
542 | GRAVELINES-1 | France | 2 | CP1 | 910 | 76.2 | 74.5 | 69.9 | 224.75 | 27426 | 29293 | -999
543 | GRAVELINES-2 | France | 2 | CP1 | 910 | 79.2 | 77.2 | 72.8 | 233.37 | 27454 | 29459 | -999
544 | GRAVELINES-3 | France | 2 | CP1 | 910 | 78.9 | 77.3 | 73.5 | 233.51 | 27729 | 29567 | -999
545 | GRAVELINES-4 | France | 2 | CP1 | 910 | 80.3 | 78.8 | 75.8 | 238.13 | 27851 | 29751 | -999
546 | GRAVELINES-5 | France | 2 | CP1 | 910 | 78.6 | 76.6 | 72.6 | 209.39 | 29129 | 30922 | -999
547 | GRAVELINES-6 | France | 2 | CP1 | 910 | 80.4 | 78.7 | 76.3 | 214.94 | 29129 | 31260 | -999
548 | NOGENT-1 | France | 2 | P4 REP 1300 | 1310 | 79.7 | 77.6 | 72.4 | 274.72 | 29732 | 32071 | -999
549 | NOGENT-2 | France | 2 | P4 REP 1300 | 1310 | 80.8 | 80 | 74.4 | 272.17 | 29952 | 32491 | -999
550 | PALUEL-1 | France | 2 | P4 REP 1300 | 1330 | 78 | 76.3 | 71 | 295.18 | 28352 | 30855 | -999
551 | PALUEL-2 | France | 2 | P4 REP 1300 | 1330 | 69 | 66.9 | 62.3 | 260.01 | 28491 | 30939 | -999
552 | PALUEL-3 | France | 2 | P4 REP 1300 | 1330 | 73.4 | 71.6 | 67.1 | 274.76 | 28887 | 31320 | -999
553 | PALUEL-4 | France | 2 | P4 REP 1300 | 1330 | 78.5 | 76.2 | 70.6 | 285.13 | 29252 | 31513 | -999
554 | PENLY-1 | France | 2 | P4 REP 1300 | 1330 | 82.3 | 80.7 | 75.7 | 267.31 | 30195 | 32997 | -999
555 | PENLY-2 | France | 2 | P4 REP 1300 | 1330 | 84 | 82.3 | 76.4 | 254 | 30895 | 33638 | -999
556 | PHENIX | France | 4 | PH-250 | 130 | 41.2 | 46.3 | 40.5 | 24.44 | 31717 | 27011 | 40210
557 | ST. ALBAN-1 | France | 2 | P4 REP 1300 | 1335 | 74.7 | 74.7 | 67.8 | 278.55 | 28884 | 31289 | -999
558 | ST. ALBAN-2 | France | 2 | P4 REP 1300 | 1335 | 76.9 | 75.4 | 68.5 | 273.19 | 29067 | 31596 | -999
559 | ST. LAURENT A-1 | France | 6 | UNGG | 390 | 71.9 | 71 | 58.6 | 45.3 | 23285 | 25276 | 32981
560 | ST. LAURENT A-2 | France | 6 | UNGG | 465 | 64.4 | 58.2 | 54.1 | 46.92 | 24108 | 26154 | 33751
561 | ST. LAURENT B-1 | France | 2 | CP2 | 915 | 78.4 | 75.9 | 73 | 219.94 | 27881 | 29607 | -999
562 | ST. LAURENT B-2 | France | 2 | CP2 | 915 | 78 | 75.3 | 70.9 | 216.76 | 27942 | 29738 | -999
563 | SUPER-PHENIX | France | 4 | Na-1200 | 1200 | 14.4 | 9.2 | 7.9 | 3.39 | 28107 | 31426 | 36160
564 | TRICASTIN-1 | France | 2 | CP1 | 915 | 78.7 | 75.1 | 71.4 | 231.51 | 27334 | 29372 | -999
565 | TRICASTIN-2 | France | 2 | CP1 | 915 | 78.7 | 75.6 | 72.2 | 233.1 | 27364 | 29440 | -999
566 | TRICASTIN-3 | France | 2 | CP1 | 915 | 79.5 | 76.7 | 74 | 236.38 | 27485 | 29627 | -999
567 | TRICASTIN-4 | France | 2 | CP1 | 915 | 81 | 78.6 | 74.4 | 234.77 | 27515 | 29749 | -999
568 | LOVIISA-1 | Finland | 2 | VVER V-213 | 507 | 89.7 | 87.9 | 87.6 | 157.5 | 26054 | 28164 | -999
569 | LOVIISA-2 | Finland | 2 | VVER V-213 | 507 | 91.2 | 89.4 | 89.4 | 148.22 | 26512 | 29529 | -999
570 | OLKILUOTO-1 | Finland | 2 | AA-III, BWR-2500 | 890 | 93.8 | 92.7 | 92.6 | 267.1 | 27061 | 28735 | -999
571 | OLKILUOTO-2 | Finland | 2 | AA-III, BWR-2500 | 890 | 94.2 | 93.1 | 93 | 257.52 | 27699 | 29269 | -999
572 | OLKILUOTO-3 | Finland | 2 | EPR | 1600 |  |  |  |  | 38576 | -999 | -999
573 | DUKOVANY-1 | Czech Republic | 2 | VVER V-213 | 468 | 85.4 | 83 | 83.9 | 111.96 | 28856 | 31102 | -999
574 | DUKOVANY-2 | Czech Republic | 2 | VVER V-213 | 471 | 84.1 | 81.6 | 82.3 | 107.36 | 28856 | 31442 | -999
575 | DUKOVANY-3 | Czech Republic | 2 | VVER V-213 | 468 | 84.2 | 81.2 | 82.1 | 106.2 | 28915 | 31730 | -999
576 | DUKOVANY-4 | Czech Republic | 2 | VVER V-213 | 471 | 96.1 | 83.5 | 84.7 | 107.4 | 28915 | 31939 | -999
577 | TEMELIN-1 | Czech Republic | 2 | VVER V-320 | 1027 | 76.1 | 75.3 | 75.6 | 123.25 | 31809 | 36881 | -999
578 | TEMELIN-2 | Czech Republic | 2 | VVER V-320 | 1029 | 78.3 | 77.5 | 77.9 | 119.18 | 31809 | 37619 | -999
579 | CEFR | China | 4 | BN-20 | 20 |  |  |  | 0 | 36656 | 40745 | -999
580 | CHANGJIANG-1 | China | 2 | CNP-600 | 601 | 88 | 88.1 | 75.2 | 19.85 | 40293 | 42315 | -999
581 | CHANGJIANG-2 | China | 2 | CNP-600 | 601 | 87.1 | 88.5 | 74 | 17.46 | 40503 | 42541 | -999
582 | CHANGJIANG-3 | China | 2 | HPR1000 | 1000 |  |  |  |  | 44286 | -999 | -999
583 | CHANGJIANG-4 | China | 2 | HPR1000 | 1000 |  |  |  |  | 44224 | -999 | -999
584 | DAYA BAY-1 | China | 2 | M310 | 944 | 88.2 | 86.4 | 86.7 | 192.46 | 31996 | 33847 | -999
585 | DAYA BAY-2 | China | 2 | M310 | 944 | 87.6 | 86.1 | 86.2 | 189.75 | 32240 | 34372 | -999
586 | FANGCHENGGANG-1 | China | 2 | CPR-1000 | 1000 | 86.8 | 91.5 | 82.6 | 36.9 | 40389 | 42302 | -999
587 | FANGCHENGGANG-2 | China | 2 | CPR-1000 | 1000 | 86.2 | 91.6 | 85.1 | 32.26 | 40535 | 42566 | -999
588 | FANGCHENGGANG-3 | China | 2 | HPR1000 | 1000 |  |  |  |  | 42362 | -999 | -999
589 | FANGCHENGGANG-4 | China | 2 | HPR1000 | 1000 |  |  |  |  | 42727 | -999 | -999
590 | FANGJIASHAN-1 | China | 2 | CPR-1000 | 1012 | 87.9 | 90.6 | 86.3 | 46.61 | 39808 | 41947 | -999
591 | FANGJIASHAN-2 | China | 2 | CPR-1000 | 1012 | 91.3 | 92.3 | 89.6 | 47.1 | 40011 | 42016 | -999
592 | FUQING-1 | China | 2 | CNP-1000 | 1000 | 86.6 | 89.7 | 80.8 | 43.3 | 39773 | 41871 | -999
593 | FUQING-2 | China | 2 | CNP-1000 | 1000 | 89 | 89 | 83.1 | 38.37 | 39981 | 42222 | -999
594 | FUQING-3 | China | 2 | CNP-1000 | 1000 | 85.5 | 89.1 | 80 | 27.94 | 40543 | 42620 | -999
595 | FUQING-4 | China | 2 | CNP-1000 | 1000 | 81.6 | 88 | 77.4 | 22.41 | 41230 | 42945 | -999
596 | FUQING-5 | China | 2 | HPR1000 | 1000 |  |  |  | 0.09 | 42131 | 44162 | -999
597 | FUQING-6 | China | 2 | HPR1000 | 1000 |  |  |  |  | 42360 | 44562 | -999
598 | HAIYANG-1 | China | 2 | AP-1000 | 1170 | 91.1 | 91.3 | 89.2 | 20.96 | 40080 | 43329 | -999
599 | HAIYANG-2 | China | 2 | AP-1000 | 1170 | 95.2 | 93.4 | 92.6 | 19.8 | 40349 | 43386 | -999
600 | HONGYANHE-1 | China | 2 | CPR-1000 | 1061 | 87.6 | 87.7 | 81.1 | 57.39 | 39312 | 41322 | -999
601 | HONGYANHE-2 | China | 2 | CPR-1000 | 1061 | 75.6 | 85.6 | 68.8 | 43.2 | 39535 | 41601 | -999
602 | HONGYANHE-3 | China | 2 | CPR-1000 | 1061 | 73.6 | 89.9 | 67.4 | 34.39 | 39879 | 42086 | -999
603 | HONGYANHE-4 | China | 2 | CPR-1000 | 1061 | 63.2 | 89.2 | 57.8 | 24.99 | 40040 | 42461 | -999
604 | HONGYANHE-5 | China | 2 | ACPR-1000 | 1061 |  |  |  |  | 42092 | 44372 | -999
605 | HONGYANHE-6 | China | 2 | ACPR-1000 | 1061 |  |  |  |  | 42209 | -999 | -999
606 | LING AO-1 | China | 2 | M310 | 950 | 90.7 | 89.9 | 88.2 | 136.05 | 35565 | 37313 | -999
607 | LING AO-2 | China | 2 | M310 | 950 | 90.3 | 90.1 | 88.4 | 131.71 | 35762 | 37513 | -999
608 | LING AO-3 | China | 2 | CPR-1000 | 1007 | 89.2 | 88.1 | 86.5 | 78.71 | 38701 | 40374 | -999
609 | LING AO-4 | China | 2 | CPR-1000 | 1007 | 89.4 | 90.1 | 86.2 | 71.82 | 38883 | 40666 | -999
610 | NINGDE-1 | China | 2 | CPR-1000 | 1018 | 85.6 | 87.3 | 83.7 | 58.4 | 39496 | 41271 | -999
611 | NINGDE-2 | China | 2 | CPR-1000 | 1018 | 89.6 | 91.8 | 86.2 | 52.04 | 39764 | 41643 | -999
612 | NINGDE-3 | China | 2 | CPR-1000 | 1018 | 90 | 91.5 | 87 | 43.17 | 40186 | 42084 | -999
613 | NINGDE-4 | China | 2 | CPR-1000 | 1018 | 87.9 | 91.9 | 85.5 | 33.99 | 40450 | 42458 | -999
614 | QINSHAN 2-1 | China | 2 | CNP-600 | 610 | 84 | 84 | 84.5 | 85 | 35218 | 37293 | -999
615 | QINSHAN 2-2 | China | 2 | CNP-600 | 610 | 88.7 | 88.3 | 89.2 | 79.77 | 35521 | 38057 | -999
616 | QINSHAN 2-3 | China | 2 | CNP-600 | 610 | 91 | 90 | 90.3 | 50.16 | 38835 | 40391 | -999
617 | QINSHAN 2-4 | China | 2 | CNP-600 | 619 | 91.6 | 91.4 | 91.3 | 44.48 | 39110 | 40872 | -999
618 | QINSHAN 3-1 | China | 3 | CANDU 6 | 677 | 90.5 | 89.8 | 90.3 | 94.2 | 35954 | 37579 | -999
619 | QINSHAN 3-2 | China | 3 | CANDU 6 | 677 | 91.4 | 91 | 90.9 | 91.68 | 36063 | 37784 | -999
620 | QINSHAN-1 | China | 2 | CNP-300 | 308 | 83.7 | 82 | 83.3 | 59.2 | 31126 | 33587 | -999
621 | SANAOCUN-1 | China | 2 | HRP1000 | 1117 |  |  |  |  | 44196 | -999 | -999
622 | SANAOCUN-2 | China | 2 | HRP1000 | 1117 |  |  |  |  | 44560 | -999 | -999
623 | SANMEN-1 | China | 2 | AP-1000 | 1157 | 90.9 | 90.4 | 88.8 | 21.08 | 39922 | 43281 | -999
624 | SANMEN-2 | China | 2 | AP-1000 | 1157 | 52.3 | 55.6 | 50.7 | 11.94 | 40162 | 43336 | -999
625 | SHIDAO BAY-1 | China | 5 | HTR-PM | 200 |  |  |  |  | 41252 | 44550 | -999
626 | TAIPINGLING-1 | China | 2 | HRP1000 | 1116 |  |  |  |  | 43825 | -999 | -999
627 | TAIPINGLING-2 | China | 2 | HRP1000 | 1116 |  |  |  |  | 44119 | -999 | -999
628 | TAISHAN-1 | China | 2 | EPR-1750 | 1660 | 81.8 | 80.8 | 73 | 24.18 | 40135 | 43280 | -999
629 | TAISHAN-2 | China | 2 | EPR-1750 | 1660 |  |  |  | 17.81 | 40283 | 43639 | -999
630 | TIANWAN-1 | China | 2 | VVER V-428 | 990 | 86.5 | 86.6 | 86.3 | 102.76 | 36453 | 38849 | -999
631 | TIANWAN-2 | China | 2 | VVER V-428 | 990 | 89 | 89.2 | 88.8 | 102.37 | 36789 | 39216 | -999
632 | TIANWAN-3 | China | 2 | VVER V-428M | 1045 | 84.6 | 87.5 | 77.3 | 20.97 | 41270 | 43099 | -999
633 | TIANWAN-4 | China | 2 | VVER V-428M | 1045 | 82.4 | 89.9 | 79.4 | 15.29 | 41544 | 43400 | -999
634 | TIANWAN-5 | China | 2 | CNP-1000 | 1000 | 95.9 | 93.3 | 91.3 | 2.9 | 42365 | 44051 | -999
635 | TIANWAN-6 | China | 2 | CNP-1000 | 1000 |  |  |  |  | 42620 | 44327 | -999
636 | TIANWAN-7 | China | 2 | VVER-1200/V491 | 1171 |  |  |  |  | 44335 | -999 | -999
637 | XIAPU-1 | China | 4 | CFR600 | 642 |  |  |  |  | 43098 | -999 | -999
638 | XUDABU-3 | China | 2 | VVER-1200/V491 | 1200 |  |  |  |  | 44405 | -999 | -999
639 | YANGJIANG-1 | China | 2 | CPR-1000 | 1000 | 90.5 | 90.6 | 90 | 53.87 | 39798 | 41639 | -999
640 | YANGJIANG-2 | China | 2 | CPR-1000 | 1000 | 87.9 | 89.9 | 86.9 | 43.02 | 39968 | 42073 | -999
641 | YANGJIANG-3 | China | 2 | CPR-1000 | 1000 | 88.5 | 91 | 87 | 38.62 | 40497 | 42295 | -999
642 | YANGJIANG-4 | China | 2 | CPR-1000 | 1000 | 84.5 | 90.8 | 83.5 | 28.22 | 41230 | 42743 | -999
643 | YANGJIANG-5 | China | 2 | ACPR-1000 | 1000 | 86.2 | 90.6 | 82.8 | 18.38 | 41535 | 43243 | -999
644 | YANGJIANG-6 | China | 2 | ACPR-1000 | 1000 | 79.9 | 87.6 | 74.7 | 9.83 | 41631 | 43645 | -999
645 | ZHANGZHOU-1 | China | 2 | HRP1000 | 1126 |  |  |  |  | 43754 | -999 | -999
646 | ZHANGZHOU-2 | China | 2 | HRP1000 | 1126 |  |  |  |  | 44078 | -999 | -999
647 | BRUCE-1 | Canada | 3 | CANDU 791 | 774 | 80.6 | 72 | 71.4 | 140.38 | 26085 | 28139 | -999
648 | BRUCE-2 | Canada | 3 | CANDU 791 | 774 | 75.5 | 68.8 | 68.2 | 123.45 | 25903 | 28007 | -999
649 | BRUCE-3 | Canada | 3 | CANDU 750A | 770 | 80.2 | 74.6 | 74.6 | 176.59 | 26481 | 28471 | -999
650 | BRUCE-4 | Canada | 3 | CANDU 750A | 769 | 78.9 | 73.9 | 73.6 | 172.61 | 26543 | 28845 | -999
651 | BRUCE-5 | Canada | 3 | CANDU 750B | 817 | 87.8 | 85.3 | 84.6 | 218.18 | 28642 | 31018 | -999
652 | BRUCE-6 | Canada | 3 | CANDU 750B | 817 | 83.8 | 81.2 | 80.5 | 204.58 | 28491 | 30859 | -999
653 | BRUCE-7 | Canada | 3 | CANDU 750B | 817 | 88.7 | 85.8 | 84.8 | 212.42 | 28976 | 31465 | -999
654 | BRUCE-8 | Canada | 3 | CANDU 750B | 817 | 86.8 | 83.6 | 82.8 | 199.01 | 29068 | 31845 | -999
655 | DARLINGTON-1 | Canada | 3 | CANDU 850 | 878 | 89.2 | 85.5 | 85.1 | 189.5 | 30042 | 33226 | -999
656 | DARLINGTON-2 | Canada | 3 | CANDU 850 | 878 | 73.9 | 70.5 | 70.3 | 165.55 | 29830 | 32888 | -999
657 | DARLINGTON-3 | Canada | 3 | CANDU 850 | 878 | 88 | 85.3 | 85 | 183.26 | 30926 | 33945 | -999
658 | DARLINGTON-4 | Canada | 3 | CANDU 850 | 878 | 88.3 | 85.8 | 85.7 | 182.99 | 31229 | 34076 | -999
659 | DOUGLAS POINT | Canada | 3 | CANDU 200 | 206 | 67.1 | 59.5 | 55.6 | 15.63 | 21947 | 24479 | 30806
660 | GENTILLY-1 | Canada | 10 | HW BLWR 250 | 250 | 7.5 | 5.8 | 5.7 | 0.84 | 24351 | 26028 | 28277
661 | GENTILLY-2 | Canada | 3 | CANDU 6 | 635 | 81.2 | 79.2 | 76.2 | 124.22 | 27120 | 30289 | 41271
662 | PICKERING-1 | Canada | 3 | CANDU 500A | 515 | 68.7 | 67.4 | 65.3 | 123.57 | 24259 | 26027 | -999
663 | PICKERING-2 | Canada | 3 | CANDU 500A | 515 | 62.5 | 62.4 | 60.3 | 71.39 | 24351 | 26212 | 39230
664 | PICKERING-3 | Canada | 3 | CANDU 500A | 515 | 70.8 | 70.7 | 69 | 80 | 24807 | 26422 | 39752
665 | PICKERING-4 | Canada | 3 | CANDU 500A | 515 | 70.5 | 67.5 | 67.4 | 127.55 | 24959 | 26805 | -999
666 | PICKERING-5 | Canada | 3 | CANDU 500B | 516 | 78.3 | 74.7 | 74.4 | 127.24 | 27334 | 30304 | -999
667 | PICKERING-6 | Canada | 3 | CANDU 500B | 516 | 80.9 | 78.2 | 78.2 | 131.01 | 27668 | 30628 | -999
668 | PICKERING-7 | Canada | 3 | CANDU 500B | 516 | 81.1 | 78.4 | 78.2 | 127.63 | 27820 | 31003 | -999
669 | PICKERING-8 | Canada | 3 | CANDU 500B | 516 | 79.4 | 76.1 | 76 | 119.94 | 28004 | 31433 | -999
670 | POINT LEPREAU | Canada | 3 | CANDU 6 | 660 | 74.4 | 72.3 | 71.7 | 152.87 | 27515 | 30205 | -999
671 | ROLPHTON NPD | Canada | 3 | CANDU | 22 | 72.4 | 68.8 | 67.1 | 3.24 | 21186 | 22801 | 31990
672 | KOZLODUY-1 | Bulgaria | 2 | VVER V-230 | 408 | 73 | 66.9 | 60.1 | 61.07 | 25659 | 27234 | 37621
673 | KOZLODUY-2 | Bulgaria | 2 | VVER V-230 | 408 | 79.2 | 71.4 | 64.4 | 62.82 | 25659 | 27630 | 37621
674 | KOZLODUY-3 | Bulgaria | 2 | VVER V-230 | 408 | 81.4 | 75.6 | 67.4 | 62.82 | 26938 | 29572 | 39082
675 | KOZLODUY-4 | Bulgaria | 2 | VVER V-230 | 408 | 82.6 | 75.2 | 69.2 | 60.99 | 26938 | 30088 | 39082
676 | KOZLODUY-5 | Bulgaria | 2 | VVER V-320 | 1003 | 75.3 | 72.8 | 66.7 | 179.98 | 29411 | 32110 | -999
677 | KOZLODUY-6 | Bulgaria | 2 | VVER V-320 | 1003 | 80.9 | 78.7 | 73.6 | 167.6 | 30042 | 33452 | -999
678 | ANGRA-1 | Brazil | 2 | WH 2LP | 609 | 69.8 | 62.9 | 55.8 | 109.83 | 26054 | 30042 | -999
679 | ANGRA-2 | Brazil | 2 | PRE KONVOI | 1275 | 89.1 | 87 | 84.6 | 191.83 | 27760 | 36728 | -999
680 | ANGRA-3 | Brazil | 2 | PRE KONVOI | 1340 |  |  |  |  | 40330 | -999 | -999
681 | BR-3 | Belgium | 2 | Prototype | 10 | 51.5 | 40.3 | 40.2 | 0.76 | 21125 | 22929 | 31958
682 | DOEL-1 | Belgium | 2 | WH 2LP | 445 | 83.4 | 83.4 | 81.7 | 133.23 | 25385 | 27269 | -999
683 | DOEL-2 | Belgium | 2 | WH 2LP | 445 | 82.1 | 80.9 | 81.2 | 131.65 | 26177 | 27627 | -999
684 | DOEL-3 | Belgium | 2 | WH 3LP | 1006 | 80.6 | 78.5 | 78.5 | 256.78 | 27395 | 30125 | -999
685 | DOEL-4 | Belgium | 2 | WH 3LP | 1038 | 85.4 | 83.3 | 83 | 261.97 | 28825 | 31145 | -999
686 | TIHANGE-1 | Belgium | 2 | Framatome 3 loops reactor | 962 | 83.5 | 79.8 | 79.7 | 293.25 | 25720 | 27460 | -999
687 | TIHANGE-2 | Belgium | 2 | WH 3LP | 1008 | 81.5 | 79.7 | 79.7 | 255.03 | 27851 | 30237 | -999
688 | TIHANGE-3 | Belgium | 2 | WH 3LP | 1038 | 87.8 | 85.9 | 85.7 | 273.19 | 28795 | 31213 | -999
689 | BELARUSIAN-1 | Belarus, Republic of | 2 | VVER V-491 | 1110 |  |  |  | 0.34 | 41586 | 44138 | -999
690 | BELARUSIAN-2 | Belarus, Republic of | 2 | VVER V-491 | 1110 |  |  |  |  | 41756 | -999 | -999
691 | ROOPPUR-1 | Bangladesh | 2 | VVER V-523 | 1080 |  |  |  |  | 43069 | -999 | -999
692 | ROOPPUR-2 | Bangladesh | 2 | VVER V-523 | 1080 |  |  |  |  | 43295 | -999 | -999
693 | ARMENIAN-1 | Armenia | 2 | VVER V-270 | 376 |  |  |  | 25.27 | 25385 | 28116 | 32564
694 | ARMENIAN-2 | Armenia | 2 | VVER V-270 | 415 | 79.5 | 65.7 | 65.3 | 75.96 | 27576 | 29225 | -999
695 | ATUCHA-1 | Argentina | 3 | PHWR KWU | 340 | 77.8 | 74.5 | 72.5 | 99.17 | 24990 | 27107 | -999
696 | ATUCHA-2 | Argentina | 3 | PHWR KWU | 693 | 73 | 53 | 52.7 | 21/93 | 29781 | 41815 | -999
697 | CAREM25 | Argentina | 2 | CAREM Prototype (Integrated-PWR) | 25 |  |  |  |  | 41678 | -999 | -999
698 | EMBALSE | Argentina | 3 | CANDU 6 | 608 | 76.9 | 78.6 | 72.5 | 142.32 | 27120 | 30431 | -999

## heat rate
Year | Coal | Petroleum | Natural Gas | Nuclear
2010 | 10415 | 10984 | 8185 | 10452
2011 | 10444 | 10829 | 8152 | 10464
2012 | 10498 | 10991 | 8039 | 10479
2013 | 10459 | 10713 | 7948 | 10449
2014 | 10428 | 10814 | 7907 | 10459
2015 | 10495 | 10687 | 7878 | 10458
2016 | 10493 | 10811 | 7870 | 10459
2017 | 10465 | 10834 | 7812 | 10459
2018 | 10481 | 11095 | 7821 | 10455
2019 | 10551 | 11205 | 7732 | 10442
2020 | 10655 | 11259 | 7732 | 10446
SAS Output (eia.gov)
https://www.eia.gov/electricity/annual/html/epa_08_01.html
2010 through 2020 (Btu per Kilowatthour)
10456.5455